## Disclaimer
Disclaimer
Purpose The purpose of this publication is to report information on technical and operational parameters as submitted to AEMO by the owners, operators or developers of existing, committed, and proposed generation or storage projects that are registered, or intend to seek registration in the National Electricity Market (NEM). It is collected and published under clauses 3.7F, 3.13.3A, 2.1B.3, 2.10.1 and 3.13.3(a)(2A) of the National Electricity Rules.
Disclaimer AEMO has made reasonable efforts to ensure the quality of the information in this publication but cannot guarantee that information, forecasts and assumptions are accurate, complete or appropriate for your circumstances. This publication contains data provided by third parties, including forecasts of the timing and capacity of future generation. This data is included “as is” and may not be free from errors or omissions. Modelling work performed as part of preparing this publication inherently requires assumptions about future behaviours and market interactions, which may result in forecasts that deviate from future conditions. There will usually be differences between estimated and actual results, because events and circumstances frequently do not occur as expected, and those differences may be material. Anyone proposing to use the information in this publication (which includes information and forecasts from third parties) should independently verify its accuracy, completeness and suitability for purpose, and obtain independent and specific advice from appropriate experts. Accordingly, to the maximum extent permitted by law, AEMO and its officers, employees and consultants involved in the preparation of this document: • make no representation or warranty, express or implied, as to the currency, accuracy, reliability or completeness of the information in this document; and • are not liable (whether by reason of negligence or otherwise) for any statements, opinions, information or other matters contained in or derived from this publication, or any omissions from it, or in respect of a person’s use of the information in this publication.
Copyright © 2026 Australian Energy Market Operator Limited. The material in this publication may be used in accordance with the copyright permissions on AEMO's website.

## Background Information
Background Information
Worksheet index
Worksheet | Description
Generator Information | This page lists specific technical and operational generation information as submitted by operators and developers.
Summary | This page summarises the generation capacity by Region, Fuel - Technology Category and Commitment Status.
Change log | This page lists material changes in submitted data between releases.
Field name descriptions
Data Field Names and related Terms | Explanation/Definition
Existing Generators | Existing generators include "In Commissioning", "In Service" and "Announced Withdrawal" generators.
New Developments | New Developments include "Publicly Announced", "Anticipated" and "Committed".
AEMO Survey ID | This is a special ID number at site level only used in AEMO Generation Information Page publication.
Site Name | Site Name of the generation project / power station, as to be Registered with AEMO in 'Application for Registration as a Generator in the NEM' document
AEMO KCI ID | This is a special ID numbers used by AEMO in the Key Connection Information (KCI) spreadsheet available on the AEMO Generation Information Page.
Site Owner | Name / Trading name of the organisation that financially owns the Generation Project / Generating System at the site.
Custodian | MSATS Participant ID of the organisation that has been delegated custody of this Survey.
Region | NEM region.
Max Site Capacity (AC) | Maximum Capacity that the generator is registered to dispatch up to, as per the Generator Performance Standard. This represents the maximum generation of the generating system, taking into consideration multiple generation technology type units, and any operating constraints required to ensure power system security as determined during commissioning.
Gen Info Unit ID | This is a special ID number at generating unit level only used in AEMO Generation Information Page publication.
Unit Name | This is the generating unit name only used in AEMO Generation Information Page publication and provided by generator survey participants at the survey. It is not necessarily unique. It, together with Gen Info Unit ID, helps identify the unique ID and name of a generating unit.
Technology Type | The type (category) of electricity generation (or energy storage) technology used to convert (or store) energy from the given fuel.
Technology Detail | The sub-category of generation technology that best represents the generating unit(s).
Gas Turbine Fuel Type | The type of fuel used by the gas turbine generating unit(s), such as natural gas, diesel, or other specified fuel sources. This identifies the fuel required for operation of the gas turbine technology.
DUID | The Dispatchable Unit Identifier (DUID) as Registered in the NEM.
Dispatch Type | This describes how the Generator will be included in the central dispatch process, as either Scheduled, Semi-Scheduled, or Non-Scheduled. Significant non-scheduled is a category of non-scheduled generators for which additional obligations apply, typically including participating in central dispatch.
Unit Count | The number of inverters/turbines at the generating unit.
Unit Capacity (MW DC) | This is the DC capacity of the individual inverter/turbine at the generating unit.
Unit Capacity (MW AC) | This is the AC capacity of the individual inverter/turbine at the generating unit.
Agg Nameplate Capacity (MW DC) | This is the total DC nameplate capacity of the generating unit.
Agg Nameplate Capacity (MW AC) | This is the total AC nameplate capacity of the generating unit.
Agg Nameplate Storage Capacity (MWh) | This is the total nameplate storage capacity of the generating unit.
Commitment Status | This describes the generation projects development stages, including Publicly Announced, Anticipated, Committed, In Commissioning, and In Service. For further information see the 'Project Commitment Criteria' and 'Further description of Commitment Status' sections below.
Full Commercial Use Date (FCUD) | This field provides an indication of timing for generating unit(s) to become operationally available in the NEM. "Full Commercial Use" requires the successful completion of all NER 5.7.3 commissioning tests, including sign-off by AEMO and the Network Service Provider.
Expected Closure Year | The expected closure year of the generation project.
Closure Date | This is a specific closure date, only available if a NER 2.10.1 notification has been submitted to AEMO.
Survey Last Requested Date | The date that a survey invite was last sent to the nominated contact. While AEMO may make periodic requests, participants are reminded that they may have an NER obligation to report any material changes to AEMO as soon as practical.
Survey Latest Update Date | The date that the survey version is last modified.
Scheduled Capacity (MW) Winter | Scheduled capacity for winter under 10% probability of exceedance demand winter conditions. Generation Information Page only publishes scheduled capacity and scheduled storage capacity for generators with commitment status being Anticipated, Committed, In Commissioning, In Service, and Announced Withdrawal and dispatch type being Semi-scheduled and Scheduled.
Scheduled Capacity (MW) Summer Typical | Scheduled capacity for summer typical, i.e. average summer demand conditions.
Scheduled Capacity (MW) Summer Peak | Scheduled capacity for summer peak conditions, when 10% probability of exceedance demand summer conditions occur.
Scheduled Storage Capacity (MWh) Winter | Scheduled storage capacity for pumped hydro and storage under winter demand conditions that reflects expected degradation in storage capability and any expected seasonal variation.
Scheduled Storage Capacity (MWh) Summer | Scheduled storage capacity for pumped hydro and storage under summer demand conditions that reflects expected degradation in storage capability and any expected seasonal variation.
Scheduled Generator Capacity Reference Temperatures
Reference Temperatures
The actual level of generation available at any particular time will depend on the condition of the generating plant. This includes factors such as age, outages, and wear. Another important factor with respect to output is the reduction in thermal efficiency as the temperature increases. Because temperature can affect plant generation capacities in different ways, basing generation capacities on region-specific reference temperatures facilitates more effective assessment of available generation capacity under weather conditions frequently associated with high demand. To produce the supply-demand outlook, AEMO — in consultation with the Jurisdictional Planning Bodies (JPBs) — undertakes the following: · Uses historical data to estimate typical weather conditions, and to determine reference temperatures frequently associated with times of 10% probability of exceedance (POE) maximum demand in the major load centres for each region. · Asks generators to provide generating unit capacities for summer and winter using these common reference temperatures. · Asks generators to also provide generating unit capacities for summer typical reference temperatures, so that generator ratings are accurate for high demands that occur with more moderate summer heat conditions. · Pumped hydro and battery storage developments submit a scheduled storage capacity profile under winter and summer demand conditions that reflects expected degradation in storage capability and any expected seasonal variation. The table below lists the common reference temperatures AEMO applies for each region. In general, annual maximum demands currently typically occur during summer; the exception is Tasmania, where maximum demand currently typically occurs during winter. Summer maximum demand in Tasmania currently typically occurs during colder temperatures, resulting in a relatively low summer reference temperature.
Project Commitment Criteria
Criteria Name | Description
Land | The project proponent has purchased / settled / acquired (or commenced legal proceedings to purchase / settle / acquire) land for the construction of the project.
Contracts | Contracts for the supply and construction of major plant or equipment components (such as generating units, turbines, boilers, transmission towers, conductors, and terminal station equipment) have been finalised and executed, including any provisions for cancellation payments.
Planning | The proponent has obtained all required planning consents, construction approvals, connection contracts (including approval of proposed negotiated Generator Performance Standards from AEMO under clause 5.3.4A of the National Electricity Rules or equivalent), and licences, including completion and acceptance of any necessary environmental impact statements.
Finance | The financing arrangements for the proposal, including any debt plans, must have been concluded and contracts executed.
Construction | Construction of the proposal must either have commenced or a firm commencement date must have been set.
Further description of Commitment Status
Commitment Status | Description
Publicly announced | Projects that have been announced publicly and are not yet sufficiently progressed to be considered as Anticipated or Committed.
Anticipated | Scheduled and semi-scheduled generation projects that are sufficiently progressed towards meeting at least three of the five commitment criteria are assigned a commitment status classification of anticipated. If a generation information survey has not been submitted by the project proponent in the previous six months the project will no longer be classified as anticipated.
Committed* | Projects with known timing, partially meet Planning or Contracts commitment criteria, and satisfy the other four commitment criteria.
Committed | Projects with known timing, satisfying all five of the commitment criteria.
In Commissioning | Projects that have successfully completed a commissioning hold point test that is ≥ 30% capacity. Note: This will be confirmed by AEMO Onboarding & Connections.
In Service | Production units that have fully completed commissioning as signed-off by AEMO Onboarding & Connections.
Announced Withdrawal | In-Service production units that have submitted a NER 2.10.1 notification to advise a closure date.
Withdrawn | Production units that have a NER 2.10.1 closure date in the past.
Notes: The commitment criteria is deemed to be “satisfied” if all associated questions have been responded to in the affirmative, making the criteria to have "green" traffic light indicator. The commitment criteria is deemed to have “progressed” if the criteria has been assigned a traffic light colour of either “amber” or "green".
Removal of projects
Removal of projects from Gen Info
Projects are removed from the Generation Information publication if they fulfil any of the below criteria: · Marked as discontinued by the project proponent · Marked as cancelled or withdrawn in the Key Connection Information spreadsheet and the following all hold: Publicly Announced, not a jurisdictional-funded project, and project proponent has not updated the survey following the date of the KCI file. If AEMO has contact details for the participant, AEMO will contact the participant prior to removing the project. · No survey response received for a period of 5 years - noting any project where no response has been received for the previous six months will be classified as Publicly Announced and will generally not be included in AEMO modeling. If AEMO has contact details for the participant, AEMO will contact the participant prior to removing the project.
Change Log Documentation Method
Scope of Reported Changes
The 'Change Log' page summarises material changes in submitted data between successive Generation Information releases. It is intended to provide transparency on material updates between releases, while filtering out minor or immaterial changes to maintain clarity and usability. From the January 2026 release, the 'Change Log' has been updated to include Gen Info Unit ID to improve traceability of unit-level changes over time. For all projects, the following changes are reported: · Unit project status changes · Site name changes · Gen Info Unit ID changes · Closure date updates · Project discontinuations · Project removals For all projects excluding Publicly Announced projects, the following additional changes are reported: · Full Commercial Use Date (FCUD) updates · Expected Closure Year updates · Addition of new generating units within existing projects · Addition of new projects · Changes in aggregated nameplate capacity (MW AC), subject to the following thresholds: - For units below 100 MW: changes greater than 30% - For units 100 MW and above: changes greater than 30 MW

## Change Log
Change Log
This sheet lists material changes to submitted data between releases. The scope of reported changes is outlined in the Change Log Documentation Method section of the Background Information sheet.
Note: To identify 'Site name updates', please choose the 'Site name update' option from the 'Type of Change' header (Column 'C') in the dataset below.
Publication Date | Region | Type of Change | Site Name | Owner | DUID(s) | Note | Gen Info Unit ID
2026-07-24 | NSW1 | Expected Closure Year | Coleambally BESS | Coleambally BESS Trust |  | Expected Closure Year Updated To 2064 | 194001
2026-07-24 | NSW1 | Expected Closure Year | Dunedoo Solar Farm | Flow Power / Dunedoo Energy Project Pty Ltd |  | Expected Closure Year Updated To 2063 | 163201
2026-07-24 | NSW1 | Expected Closure Year | Hay Sun Farm | Hay Solar Farm Pty Ltd as Trustee of the Hay Solar Farm Trust |  | Expected Closure Year Updated To 2068 | 145101
2026-07-24 | NSW1 | Expected Closure Year | Keepit | GSP Energy Pty Ltd | KEEPIT | Expected Closure Year Updated To 2050 | 110201
2026-07-24 | NSW1 | Expected Closure Year | Lockhart Solar and BESS | Glas Service Co Pty Ltd |  | Expected Closure Year Updated From 2056 To 2060 | 262601
2026-07-24 | NSW1 | Expected Closure Year | Mugga Lane Renewable Hybrid | LGIGEN |  | Expected Closure Year Updated To 2044 | 280702
2026-07-24 | NSW1 | Expected Closure Year | Mugga Lane Renewable Hybrid | LGIGEN |  | Expected Closure Year Updated To 2044 | 280703
2026-07-24 | NSW1 | Expected Closure Year | Muswellbrook Solar Farm | Ox2 |  | Expected Closure Year Updated To 2058 | 279401
2026-07-24 | NSW1 | Expected Closure Year | Silver City Energy Storage | A-CAES NSW PTY LTD |  | Expected Closure Year Updated From 2058 To 2060 | 203001
2026-07-24 | NSW1 | Expected Closure Year | Tamworth BESS Project 1 Pty Ltd | Tamworth BESS Project 1 Pty Ltd |  | Expected Closure Year Updated From 2047 To 2049 | 251701
2026-07-24 | NSW1 | Expected Closure Year | Upper Hunter Energy Park - Wind | Upper Hunter Energy Park Pty Ltd |  | Expected Closure Year Updated From 2051 To 2052 | 127501
2026-07-24 | NSW1 | Full Commercial Use Date | Bulabul BESS 1 | WEBESS01 ProjectCo Pty Ltd as trustee for WEBESS01 Project Trust |  | FCUD Updated From 2027-03-26 To 2027-04-12 | 302501
2026-07-24 | NSW1 | Full Commercial Use Date | Carag Solar Farm | Enerparc Australia Pty Ltd |  | FCUD Updated From 2027-08-31 To 2027-12-31 | 191001
2026-07-24 | NSW1 | Full Commercial Use Date | Coleambally BESS | Coleambally BESS Trust |  | FCUD Updated To 2029-04-30 | 194001
2026-07-24 | NSW1 | Full Commercial Use Date | Dunedoo Solar Farm | Flow Power / Dunedoo Energy Project Pty Ltd |  | FCUD Updated To 2028-06-30 | 163201
2026-07-24 | NSW1 | Full Commercial Use Date | Goulburn River BESS | Lightsource Development Services Australia Pty Ltd |  | FCUD Updated From 2029-08-01 To 2028-08-01 | 219101
2026-07-24 | NSW1 | Full Commercial Use Date | Goulburn River Solar Farm And BESS | Goulburn River Fund Pty Ltd |  | FCUD Updated From 2027-03-31 To 2027-04-30 | 219003
2026-07-24 | NSW1 | Full Commercial Use Date | Hay Sun Farm | Hay Solar Farm Pty Ltd as Trustee of the Hay Solar Farm Trust |  | FCUD Updated To 2028-03-01 | 145101
2026-07-24 | NSW1 | Full Commercial Use Date | Kurri Kurri Power Station | Snowy Hydro Limited | HUNTER1 | FCUD Updated From 2026-05-12 To 2026-07-20 | 187101
2026-07-24 | NSW1 | Full Commercial Use Date | Kurri Kurri Power Station | Snowy Hydro Limited | HUNTER2 | FCUD Updated From 2026-05-23 To 2026-06-29 | 187102
2026-07-24 | NSW1 | Full Commercial Use Date | Lockhart Solar and BESS | Glas Service Co Pty Ltd |  | FCUD Updated From 2026-06-30 To 2028-02-04 | 262601
2026-07-24 | NSW1 | Full Commercial Use Date | Marulan Hybrid - Solar/BESS Farm | Marulan Solar Farm Pty Ltd |  | FCUD Updated From 2027-12-02 To 2028-12-02 | 269001
2026-07-24 | NSW1 | Full Commercial Use Date | Maryvale Solar and Energy Storage System | Maryvale Solar Farm Pty Ltd as Trustee for Maryvale Solar Farm Trust |  | FCUD Updated From 2027-02-28 To 2027-06-01 | 159501
2026-07-24 | NSW1 | Full Commercial Use Date | Maryvale Solar and Energy Storage System | Maryvale Solar Farm Pty Ltd as Trustee for Maryvale Solar Farm Trust |  | FCUD Updated From 2027-02-28 To 2027-06-01 | 159502
2026-07-24 | NSW1 | Full Commercial Use Date | Mugga Lane Renewable Hybrid | LGIGEN |  | FCUD Updated From 2024-12-24 To 2026-07-15 | 280702
2026-07-24 | NSW1 | Full Commercial Use Date | Mugga Lane Renewable Hybrid | LGIGEN |  | FCUD Updated To 2026-07-15 | 280703
2026-07-24 | NSW1 | Full Commercial Use Date | Mulwala Solar Farm | ESCO Solar Farm 1 Pty Ltd as trustee for the ESCO Solar Farm 1 Trust | MULWASF1 | FCUD Updated From 2026-05-15 To 2026-06-01 | 199801
2026-07-24 | NSW1 | Full Commercial Use Date | Muswellbrook Solar Farm | Ox2 |  | FCUD Updated To 2028-12-31 | 279401
2026-07-24 | NSW1 | Full Commercial Use Date | New England Solar Farm BESS | ACEN RENEWABLES | NESBESS2 | FCUD Updated From 2026-06-30 To 2026-07-31 | 189301
2026-07-24 | NSW1 | Full Commercial Use Date | New England Solar Farm BESS | ACEN RENEWABLES | NESBESS1 | FCUD Updated From 2026-06-30 To 2026-07-31 | 189302
2026-07-24 | NSW1 | Full Commercial Use Date | Quorn Park Solar Hybrid | Quorn Park Solar Hybrid Pty Ltd as the trustee for Quorn Park Solar Hybrid Trust | QPSFB2 | FCUD Updated From 2026-12-31 To 2026-06-30 | 185702
2026-07-24 | NSW1 | Full Commercial Use Date | Silver City Energy Storage | A-CAES NSW PTY LTD |  | FCUD Updated From 2028-12-31 To 2030-12-02 | 203001
2026-07-24 | NSW1 | Full Commercial Use Date | Upper Hunter Energy Park - Wind | Upper Hunter Energy Park Pty Ltd |  | FCUD Updated To 2027-12-31 | 127501
2026-07-24 | NSW1 | Full Commercial Use Date | Williamsdale BESS | Williamsdale BESS Project Co Pty Ltd as trustee for Williamsdale BESS Project Trust |  | FCUD Updated From 2026-08-21 To 2026-09-23 | 252501
2026-07-24 | NSW1 | Informative Note | Armidale East BESS | FRV Services Australia |  | Unit Agg AC Cap Updated From 449.40 To 382.66 | 301701
2026-07-24 | NSW1 | Informative Note | Bellambi Heights Renewables Project | Vena Energy |  | Unit Agg AC Cap Updated From 204.00 To 408.00 | 158001
2026-07-24 | NSW1 | Informative Note | Coleambally BESS | Coleambally BESS Trust |  | Unit Agg AC Cap Updated From 100.00 To 168.00 | 194001
2026-07-24 | NSW1 | Informative Note | Great Western Battery | Neoen Australia Pty Ltd |  | Unit Agg AC Cap Updated From 660.00 To 500.00 | 186901
2026-07-24 | NSW1 | Informative Note | Hay Sun Farm | Hay Solar Farm Pty Ltd as Trustee of the Hay Solar Farm Trust |  | Unit Agg AC Cap Updated From 110.00 To 140.80 | 145101
2026-07-24 | NSW1 | Informative Note | Maryvale Solar and Energy Storage System | Maryvale Solar Farm Pty Ltd as Trustee for Maryvale Solar Farm Trust |  | Unit Agg AC Cap Updated From 172.02 To 218.38 | 159501
2026-07-24 | NSW1 | Informative Note | Maryvale Solar and Energy Storage System | Maryvale Solar Farm Pty Ltd as Trustee for Maryvale Solar Farm Trust |  | Unit Agg AC Cap Updated From 172.02 To 218.38 | 159502
2026-07-24 | NSW1 | Informative Note | Muswellbrook Solar Farm | Ox2 |  | Unit Agg AC Cap Updated From 135.00 To 172.20 | 279401
2026-07-24 | NSW1 | Project Commitment | Beresfield BESS | firmpower_NR |  | Unit Status Updated From Publicly Announced To Anticipated | 297301
2026-07-24 | NSW1 | Project Commitment | Coleambally BESS | Coleambally BESS Trust |  | Unit Status Updated From Publicly Announced To Anticipated | 194001
2026-07-24 | NSW1 | Project Commitment | Culcairn BESS | Neoen Australia Pty Ltd |  | Unit Status Updated From Anticipated To Committed* | 315402
2026-07-24 | NSW1 | Project Commitment | Hay Sun Farm | Hay Solar Farm Pty Ltd as Trustee of the Hay Solar Farm Trust |  | Unit Status Updated From Publicly Announced To Anticipated | 145101
2026-07-24 | NSW1 | Project Commitment | Kerrs Creek Wind Farm | KERRS CREEK WF PROJECT CO PTY LTD |  | Unit Status Updated From Publicly Announced To Anticipated | 218801
2026-07-24 | NSW1 | Project Commitment | Lockhart Solar and BESS | Glas Service Co Pty Ltd |  | Unit Status Updated From Committed To Anticipated | 262601
2026-07-24 | NSW1 | Project Commitment | Maryvale Solar and Energy Storage System | Maryvale Solar Farm Pty Ltd as Trustee for Maryvale Solar Farm Trust |  | Unit Status Updated From Publicly Announced To Anticipated | 159501
2026-07-24 | NSW1 | Project Commitment | Maryvale Solar and Energy Storage System | Maryvale Solar Farm Pty Ltd as Trustee for Maryvale Solar Farm Trust |  | Unit Status Updated From Publicly Announced To Anticipated | 159502
2026-07-24 | NSW1 | Project Commitment | Mugga Lane Renewable Hybrid | LGIGEN |  | Unit Status Updated From Committed To Committed* | 280702
2026-07-24 | NSW1 | Project Commitment | Mugga Lane Renewable Hybrid | LGIGEN |  | Unit Status Updated From Committed To Committed* | 280703
2026-07-24 | NSW1 | Project Commitment | Mulwala Solar Farm |  | MULWASF1 | Unit Status Updated From Committed To In Commissioning | 309801
2026-07-24 | NSW1 | Project Commitment | Muswellbrook BESS | firmpower_NR |  | Unit Status Updated From Publicly Announced To Anticipated | 297201
2026-07-24 | NSW1 | Project Commitment | Muswellbrook Solar Farm | Ox2 |  | Unit Status Updated From Publicly Announced To Anticipated | 279401
2026-07-24 | NSW1 | Project commitment | Orana BESS | Akaysha Energy Pty Ltd | ORABESS1 | Unit Status Updated From In Commissioning To In Service | 201501
2026-07-24 | NSW1 | Project Commitment | Quorn Park Solar Hybrid | Quorn Park Solar Hybrid Pty Ltd as the trustee for Quorn Park Solar Hybrid Trust | QPSFB1 | Unit Status Updated From Committed To In Commissioning | 185703
2026-07-24 | NSW1 | Project Commitment | Quorn Park Solar Hybrid | Quorn Park Solar Hybrid Pty Ltd as the trustee for Quorn Park Solar Hybrid Trust | QPSFB2 | Unit Status Updated From Committed To In Commissioning | 185703
2026-07-24 | NSW1 | Project Commitment | Upper Hunter Energy Park - Wind | Upper Hunter Energy Park Pty Ltd |  | Unit Status Updated From Publicly Announced To Anticipated | 127501
2026-07-24 | NSW1 | Sitename Update | Arthur's Hill Energy Park - KCI | Pacific Green Energy Parks Developments Pty Ltd |  | Sitename Updated From Arthurs Hill Energy Park - KCI To Arthur's Hill Energy Park - KCI | 327301
2026-07-24 | NSW1 | Sitename Update | Birriwa Hybrid | ACEN RENEWABLES |  | Sitename Updated From Birriwa Solar Farm To Birriwa Hybrid | 303001
2026-07-24 | NSW1 | Sitename Update | Boggabri 1A Solar Farm | CleanPeak Energy |  | Project has been removed from Generation Information | 226501
2026-07-24 | NSW1 | Sitename Update | Boggabri 1A Solar Farm | CleanPeak Energy |  | Project has been removed from Generation Information | 226502
2026-07-24 | NSW1 | Sitename Update | Cooma Hybrid BESS and Solar Farm (ACEN) | ACEN RENEWABLES |  | Project has been discontinued | 268001
2026-07-24 | NSW1 | Sitename Update | Cooma Hybrid BESS and Solar Farm (ACEN) | ACEN RENEWABLES |  | Project has been discontinued | 268002
2026-07-24 | NSW1 | Sitename Update | Culcairn BESS | Neoen Australia Pty Ltd |  | Unit has been discontinued | 315401
2026-07-24 | NSW1 | Sitename Update | Daroobalgie Solar Farm | Pacific Hydro Australia Developments Pty Ltd |  | Project has been discontinued | 157001
2026-07-24 | NSW1 | Sitename Update | Dubbo Firming Power Station | Squadron Energy Services Pty Ltd |  | Sitename Updated From MNC000116 - Dubbo Firming Power Station To Dubbo Firming Power Station | 257901
2026-07-24 | NSW1 | Sitename Update | Fivebough Solar Farm | CleanPeak Energy |  | Project has been discontinued | 324001
2026-07-24 | NSW1 | Sitename Update | Granite Hills Wind Farm | Akuo Energy |  | Project has been removed from Generation Information | 162401
2026-07-24 | NSW1 | Sitename Update | Gunning Hybrid | Gunning Subco Pty Ltd as trustee for the Gunning Unit Trust |  | Project has been newly added | 218601
2026-07-24 | NSW1 | Sitename Update | Gunning Hybrid | Gunning Subco Pty Ltd as trustee for the Gunning Unit Trust |  | Project has been newly added | 218602
2026-07-24 | NSW1 | Sitename Update | Kurri Kurri Power Station | Snowy Hydro Limited | HUNTER1 | Sitename Updated From Hunter Power Station To Kurri Kurri Power Station | 187101
2026-07-24 | NSW1 | Sitename Update | Kurri Kurri Power Station | Snowy Hydro Limited | HUNTER2 | Sitename Updated From Hunter Power Station To Kurri Kurri Power Station | 187102
2026-07-24 | NSW1 | Sitename Update | Lerida Solar Farm and BESS | Elgin Energy Pty Ltd |  | Sitename Updated From Lerida Solar Farm To Lerida Solar Farm and BESS | 293101
2026-07-24 | NSW1 | Sitename Update | Lerida Solar Farm and BESS | Elgin Energy Pty Ltd |  | Sitename Updated From Lerida Solar Farm To Lerida Solar Farm and BESS | 293102
2026-07-24 | NSW1 | Sitename Update | Lockhart Hybrid Facility - Battery | Lockhart Solar Farm Pty Ltd |  | Gen Info Unit ID has been updated to 262602 | 262701
2026-07-24 | NSW1 | Sitename Update | Lockhart Solar and BESS | Glas Service Co Pty Ltd |  | Sitename Updated From Lockhart Hybrid Facility - Solar To Lockhart Solar and BESS | 262601
2026-07-24 | NSW1 | Sitename Update | Lockhart Solar and BESS | Glas Service Co Pty Ltd |  | Gen Info Unit ID has been updated from 262701 | 262602
2026-07-24 | NSW1 | Sitename Update | Marulan - OCGT | EnergyAustralia Marulan Pty Ltd |  | Sitename Updated From Marulan - OCGT/CCGT To Marulan - OCGT | 113202
2026-07-24 | NSW1 | Sitename Update | Marulan BESS | Ratch Australia |  | Project has been discontinued | 302201
2026-07-24 | NSW1 | Sitename Update | Marulan Hybrid - Solar/BESS Farm | Marulan Solar Farm Pty Ltd |  | Sitename Updated From Marulan Solar Farm To Marulan Hybrid - Solar/BESS Farm | 269001
2026-07-24 | NSW1 | Sitename Update | Marulan Hybrid - Solar/BESS Farm | Marulan Solar Farm Pty Ltd |  | Unit has been newly added | 269002
2026-07-24 | NSW1 | Sitename Update | Narrabri Hybrid Project | Narrabri Genesis Hold Pty Ltd ATF Narrabri Genesis Hold Trust |  | Unit has been discontinued | 219702
2026-07-24 | NSW1 | Sitename Update | New England 2 Hybrid DUID 1 | ACEN AUSTRALIA |  | Project has been newly added | 328701
2026-07-24 | NSW1 | Sitename Update | New England 2 Hybrid DUID 1 | ACEN AUSTRALIA |  | Project has been newly added | 328702
2026-07-24 | NSW1 | Sitename Update | New England 2 Hybrid DUID 2 | ACEN AUSTRALIA |  | Project has been newly added | 328801
2026-07-24 | NSW1 | Sitename Update | New England 2 Hybrid DUID 2 | ACEN AUSTRALIA |  | Project has been newly added | 328802
2026-07-24 | NSW1 | Sitename Update | New England Solar Farm | ACEN AUSTRALIA |  | Unit has been discontinued | 185404
2026-07-24 | NSW1 | Sitename Update | Nowingi Solar Storage - Solar |  |  | Project has been removed from Generation Information | 141101
2026-07-24 | NSW1 | Sitename Update | Salisbury BESS | Origin Energy Pty Ltd |  | Project has been discontinued | 245201
2026-07-24 | NSW1 | Sitename Update | Sandy Point Hybrid - Solar | Samsung C&T Renewable Energy Australia Pty Ltd. |  | Project has been discontinued | 277001
2026-07-24 | NSW1 | Sitename Update | Sandy Point Hybrid - Solar | Samsung C&T Renewable Energy Australia Pty Ltd. |  | Project has been discontinued | 277002
2026-07-24 | NSW1 | Sitename Update | Wellington North Solar Farm | Wellington North Solar Farm Pty Ltd | WELNSF1 | Sitename Updated From Wellington North Solar Farm (Lightsource) To Wellington North Solar Farm | 196001
2026-07-24 | NSW1 | Sitename Update | Wellington South Solar Farm | Wellington South Pty Ltd | WELLSF1 | Sitename Updated From Wellington Solar Farm To Wellington South Solar Farm | 151502
2026-07-24 | QLD1 | Expected Closure Year | Bungaban Wind Farm | Windlab Developments Pty Ltd |  | Expected Closure Year Updated From 2060 To 2070 | 229301
2026-07-24 | QLD1 | Expected Closure Year | Chinchilla BESS | CSE BESS Pty Ltd | CHBESS1 | Expected Closure Year Updated From 2038 To 2039 | 203101
2026-07-24 | QLD1 | Expected Closure Year | Greenbank BESS | CSE BESS Pty Ltd | GREENB1 | Expected Closure Year Updated From 2044 To 2040 | 217002
2026-07-24 | QLD1 | Expected Closure Year | Lockyer Valley Energy Project | Stanwell Lockyer Project Co Pty Ltd |  | Expected Closure Year Updated From 2068 To 2060 | 161410
2026-07-24 | QLD1 | Expected Closure Year | Tarong West Wind Farm (Ironleaf) | Tarong West Project Co Pty Ltd as trustee for the Tarong West Project Trust |  | Expected Closure Year Updated From 2057 To 2060 | 225201
2026-07-24 | QLD1 | Full Commercial Use Date | Banksia Solar Farm | Venn Energy Pty / Banksia Solar Project Pty Ltd |  | FCUD Updated From 2027-11-24 To 2027-12-16 | 257801
2026-07-24 | QLD1 | Full Commercial Use Date | Bundaberg Solar Farm | Bundaberg Development Pty Ltd | BUSF1 | FCUD Updated From 2026-04-28 To 2026-06-26 | 171101
2026-07-24 | QLD1 | Full Commercial Use Date | Guthrie's Gap Solar Power Station | Edify Energy Pty Ltd |  | FCUD Updated From 2029-05-01 To 2028-12-01 | 306801
2026-07-24 | QLD1 | Full Commercial Use Date | Smoky Creek Solar Power Station | Edify Energy Pty Ltd |  | FCUD Updated From 2029-05-01 To 2028-12-01 | 170801
2026-07-24 | QLD1 | Full Commercial Use Date | Smoky Creek Solar Power Station | Edify Energy Pty Ltd |  | FCUD Updated From 2029-05-01 To 2028-12-01 | 170802
2026-07-24 | QLD1 | Informative Note | Wandoan South Solar Stage 1 | Vena Evergy | WANDSF1 | Unit Agg AC Cap Updated From 160.00 To 125.00 | 145501
2026-07-24 | QLD1 | Project Commitment | Broadsound Solar Farm | Broadsound Solar Farm Pty Ltd |  | Unit Status Updated From Committed To In Commissioning | 171801
2026-07-24 | QLD1 | Project Commitment | Bungaban Wind Farm | Windlab Developments Pty Ltd |  | Unit Status Updated From Publicly Announced To Anticipated | 229301
2026-07-24 | QLD1 | Project Commitment | Cattle Creek Wind Farm - KCI | RWE Renewables Australia Pty Ltd |  | Unit Status Updated From Anticipated To Publicly Announced | 275203
2026-07-24 | QLD1 | Project Commitment | Guthrie's Gap Solar Power Station | Edify Energy Pty Ltd |  | Unit Status Updated From Anticipated To Committed* | 306801
2026-07-24 | QLD1 | Project Commitment | Guthrie's Gap Solar Power Station | Edify Energy Pty Ltd |  | Unit Status Updated From Anticipated To Committed* | 306802
2026-07-24 | QLD1 | Project Commitment | Lower Wonga Solar Farm and BESS | Lower Wonga Solar Farm Pty Ltd |  | Unit Status Updated From Anticipated To Committed | 230001
2026-07-24 | QLD1 | Project Commitment | Lower Wonga Solar Farm and BESS | Lower Wonga Solar Farm Pty Ltd |  | Unit Status Updated From Anticipated To Committed | 230002
2026-07-24 | QLD1 | Project Commitment | Moah Creek Wind Farm | Moah Creek Wind Farm Project Co Pty Ltd as trustee for the Moah Creek Wind Farm Project Trust |  | Unit Status Updated From Publicly Announced To Anticipated | 225301
2026-07-24 | QLD1 | Project Commitment | Smoky Creek Solar Power Station | Edify Energy Pty Ltd |  | Unit Status Updated From Anticipated To Committed* | 170801
2026-07-24 | QLD1 | Project Commitment | Smoky Creek Solar Power Station | Edify Energy Pty Ltd |  | Unit Status Updated From Anticipated To Committed* | 170802
2026-07-24 | QLD1 | Project Commitment | Supernode BESS | Supernode Operations Pty Ltd as the trustee for Supernode BESS 1 Project Trust | SNB02 | Unit Status Updated From Committed To In Commissioning | 243105
2026-07-24 | QLD1 | Project Commitment | Tarong West Wind Farm (Ironleaf) | Tarong West Project Co Pty Ltd as trustee for the Tarong West Project Trust |  | Unit Status Updated From Publicly Announced To Anticipated | 225201
2026-07-24 | QLD1 | Project Commitment | Wambo Wind Farm 1 | Cubico Sustainable Investments Australia Pty Ltd | WAMBOWF2 | Unit Status Updated From Publicly Announced To Committed | 228702
2026-07-24 | QLD1 | Project Commitment | Wandoan South Solar Stage 1 | Vena Evergy | WANDSF1 | Unit Status Updated From In Commissioning To In Service | 145501
2026-07-24 | QLD1 | Sitename Update | Aldoga BESS | Acciona Energy Australia Global |  | Sitename Updated From Aldoga BESS Stage 1 To Aldoga BESS | 259101
2026-07-24 | QLD1 | Sitename Update | Baking Board BESS (MMT) |  |  | Project has been removed from Generation Information | 267901
2026-07-24 | QLD1 | Sitename Update | Baking Board Solar Farm (MMT) |  |  | Project has been removed from Generation Information | 267801
2026-07-24 | QLD1 | Sitename Update | Bungaban BESS | Windlab Developments Pty Ltd |  | Project has been discontinued | 302001
2026-07-24 | QLD1 | Sitename Update | Bungaban Wind Farm | Windlab Developments Pty Ltd |  | Unit has been newly added | 229302
2026-07-24 | QLD1 | Sitename Update | Cross Roads Energy Solar Farm - KCI |  |  | Project has been removed from Generation Information | 227301
2026-07-24 | QLD1 | Sitename Update | Darling Downs Battery | BORAL |  | Project has been discontinued | 188301
2026-07-24 | QLD1 | Sitename Update | Darling Downs Battery | BORAL |  | Project has been discontinued | 188302
2026-07-24 | QLD1 | Sitename Update | Halys Hybrid Facility – BESS |  |  | Project has been removed from Generation Information | 288301
2026-07-24 | QLD1 | Sitename Update | Halys Hybrid Facility – Solar |  |  | Project has been removed from Generation Information | 288201
2026-07-24 | QLD1 | Sitename Update | Kennedy Energy Park | Windlab/Eurus | KEPWF1 | Gen Info Unit ID has been updated from 146401 | 146501
2026-07-24 | QLD1 | Sitename Update | Kennedy Energy Park | Windlab/Eurus | KEPSF1 | Sitename Updated From Kennedy Energy Park - Phase 1 - Solar To Kennedy Energy Park | 146502
2026-07-24 | QLD1 | Sitename Update | Kennedy Energy Park | Windlab/Eurus | KEPBG1 | Gen Info Unit ID has been updated from 160401 | 146503
2026-07-24 | QLD1 | Sitename Update | Kennedy Energy Park - Phase 1 - Storage | Windlab/Eurus | KEPBG1 | Gen Info Unit ID has been updated to 146503 | 160401
2026-07-24 | QLD1 | Sitename Update | Kennedy Energy Park - Phase 1 - Wind | Windlab / Eurus | KEPWF1 | Gen Info Unit ID has been updated to 146501 | 146401
2026-07-24 | QLD1 | Sitename Update | Moonlight Range Wind Farm | Brookfield |  | Project has been removed from Generation Information | 246501
2026-07-24 | QLD1 | Sitename Update | Moranbah Generation Project | SUSTAINABLE ENERGY INFRASTRUCTURE |  | Project has been newly added | 125001
2026-07-24 | QLD1 | Sitename Update | Mt Cotton Biomass Cogeneration Power Station |  |  | Project has been removed from Generation Information | 131001
2026-07-24 | QLD1 | Sitename Update | Mt View Wind Farm (KCI) | Woodside Energy Technologies Pty Ltd |  | Project has been removed from Generation Information | 283401
2026-07-24 | QLD1 | Sitename Update | Oaky Creek BESS |  |  | Sitename Updated from Halys BESS 1 (Akaysha) to Oaky Creek BESS | 266201
2026-07-24 | QLD1 | Sitename Update | Proserpine Wind Farm - KCI |  |  | Project has been removed from Generation Information | 277701
2026-07-24 | QLD1 | Sitename Update | Punchs Creek (Milmerran) BESS - New | Skylab |  | Duplicate removed | 287501
2026-07-24 | QLD1 | Sitename Update | Punchs Creek (Milmerran) BESS - New | Skylab |  | Duplicate removed | 287502
2026-07-24 | QLD1 | Sitename Update | Punchs Creek Hybrid Stage 2 - KCI | EDPR Australia Pty Ltd |  | Duplicate removed | 321101
2026-07-24 | QLD1 | Sitename Update | Punchs Creek Hybrid Stage 3 - KCI | EDPR Australia Pty Ltd |  | Project has been discontinued | 321001
2026-07-24 | QLD1 | Sitename Update | Punchs Creek Renewable Energy Project - Stage 1 |  |  | Sitename Updated From Punch and Creek Renewable Energy To Punchs Creek Renewable Energy Project - Stage 1 | 281501
2026-07-24 | QLD1 | Sitename Update | Punchs Creek Renewable Energy Project - Stage 1 |  |  | Sitename Updated From Punch and Creek Renewable Energy To Punchs Creek Renewable Energy Project - Stage 1 | 281502
2026-07-24 | QLD1 | Sitename Update | Punchs Creek Renewable Energy Project - Stage 2 | skylabgroup_NR |  | Sitename Updated From Punch and Creek Renewable Energy Stage 2 To Punchs Creek Renewable Energy Project - Stage 2 | 302801
2026-07-24 | QLD1 | Sitename Update | Tuckeroo | AGL Energy Limited |  | Sitename Updated From Madeline Downs BESS To Tuckeroo | 255901
2026-07-24 | QLD1 | Sitename Update | Wambo Wind Farm 1 | Cubico Sustainable Investments Australia Pty Ltd | WAMBOWF1 | Sitename Updated From Wambo Wind Farm To Wambo Wind Farm 1 | 228701
2026-07-24 | QLD1 | Sitename Update | Wambo Wind Farm 1 | Cubico Sustainable Investments Australia Pty Ltd | WAMBOWF2 | Sitename Updated From Wambo Wind Farm To Wambo Wind Farm 1 | 228702
2026-07-24 | QLD1 | Sitename Update | Wandoan Solar Farm | Wandoan Solar Project Co Pty Ltd as trustee for Wandoan Solar Project |  | Project has been discontinued | 318101
2026-07-24 | QLD1 | Sitename Update | Western Downs Gas Peaking Plant - KCI |  |  | Project has been removed from Generation Information | 228901
2026-07-24 | QLD1 | Sitename Update | Woodstock BESS | AGL Energy Limited |  | Project has been discontinued | 255801
2026-07-24 | SA1 | Expected Closure Year | Blacktop BESS | Aquila Capital |  | Expected Closure Year Updated To 2059 | 230501
2026-07-24 | SA1 | Full Commercial Use Date | Blacktop BESS | Aquila Capital |  | FCUD Updated To 2029-06-30 | 230501
2026-07-24 | SA1 | Full Commercial Use Date | Clements Gap - BESS | Pacific Hydro Clements Gap Pty Ltd | CGBESS01 | FCUD Updated From 2026-05-30 To 2026-06-15 | 199301
2026-07-24 | SA1 | Full Commercial Use Date | Goyder BESS | Neoen Australia Pty Ltd |  | FCUD Updated From 2028-05-09 To 2028-08-09 | 290401
2026-07-24 | SA1 | Full Commercial Use Date | Goyder BESS Stage 2 | Neoen Australia Pty Ltd |  | FCUD Updated To 2028-12-01 | 316102
2026-07-24 | SA1 | Full Commercial Use Date | Hallett BESS | EnergyAustralia Hallett Pty Ltd |  | FCUD Updated From 2027-06-01 To 2027-07-30 | 268501
2026-07-24 | SA1 | Full Commercial Use Date | LINCOLN GAP BESSBDU | Lincoln Gap Wind Farm (Operations) Pty Ltd | LGAPBS1 | FCUD Updated From 2026-04-30 To 2026-06-30 | 160302
2026-07-24 | SA1 | Informative Note | Blacktop BESS | Aquila Capital |  | Unit Agg AC Cap Updated From 100.00 To 168.00 | 230501
2026-07-24 | SA1 | Informative Note | Emeroo BESS | Potentia Energy Pty Ltd |  | Unit Agg AC Cap Updated From 315.98 To 281.20 | 226201
2026-07-24 | SA1 | Project Commitment | Blacktop BESS | Aquila Capital |  | Unit Status Updated From Publicly Announced To Anticipated | 230501
2026-07-24 | SA1 | Project Commitment | Brinkworth BESS | Brinkworth Solar Farm Pty Ltd |  | Unit Status Updated From Publicly Announced To Anticipated | 265201
2026-07-24 | SA1 | Project commitment | Bungama Solar | Bungama Project (Solar) Operations Pty Ltd | BUNGAMB1 | Unit Status Updated From In Commissioning To In Service | 204902
2026-07-24 | SA1 | Project Commitment | Goyder BESS Stage 2 | Neoen Australia Pty Ltd |  | Unit Status Updated From Publicly Announced To Anticipated | 316102
2026-07-24 | SA1 | Project Commitment | Tailem Bend Battery Project | Vena Energy | TB2B1 | Unit Status Updated From In Commissioning To In Service | 173501
2026-07-24 | SA1 | Project Commitment | Tailem Bend Stage 2 Solar Project | Vena Energy | TB2SF1 | Unit Status Updated From In Commissioning To In Service | 157501
2026-07-24 | SA1 | Sitename Update | Blacktop BESS | Aquila Capital |  | Sitename Updated From Blacktop BESS - KCI To Blacktop BESS | 230501
2026-07-24 | SA1 | Sitename Update | Bungama West BESS | Bungama Bess Trust |  | Sitename Updated From Bungama BESS (Risen) To Bungama West BESS | 193901
2026-07-24 | SA1 | Sitename Update | Goyder BESS Stage 2 | Neoen Australia Pty Ltd |  | Unit has been discontinued | 316101
2026-07-24 | SA1 | Sitename Update | Hughes Gap BESS | ReEnerge Australia Holdings Pty Ltd |  | Sitename Updated From Hughes Gap BESS - KCI To Hughes Gap BESS | 321601
2026-07-24 | SA1 | Sitename Update | Kingfisher Solar Storage - Solar |  |  | Project has been removed from Generation Information | 139501
2026-07-24 | SA1 | Sitename Update | Leigh Creek Energy Project |  |  | Project has been removed from Generation Information | 153401
2026-07-24 | SA1 | Sitename Update | Reeves Plains Power Station BESS | Alinta Energy (Reeves Plains) Pty Ltd |  | Gen Info Unit ID has been updated to 290602 | 290601
2026-07-24 | SA1 | Sitename Update | Reeves Plains Power Station BESS | Alinta Energy (Reeves Plains) Pty Ltd |  | Gen Info Unit ID has been updated from 290601 | 290602
2026-07-24 | SA1 | Sitename Update | Snowtown North | Tilt Renewables |  | Sitename Updated From Snowtown North Solar Farm - BESS To Snowtown North | 160001
2026-07-24 | SA1 | Sitename Update | Whyalla |  |  | Project has been removed from Generation Information | 146001
2026-07-24 | TAS1 | Full Commercial Use Date | Northern Midlands Solar Farm - KCI | TasRex Pty Ltd |  | FCUD Updated From 2027-10-31 To 2028-08-10 | 238901
2026-07-24 | TAS1 | Full Commercial Use Date | Northern Midlands Solar Farm - KCI | TasRex Pty Ltd |  | FCUD Updated From 2027-10-31 To 2028-08-10 | 238902
2026-07-24 | TAS1 | Full Commercial Use Date | Port Latta Wind Farm | Oz Green Energy I Pty Ltd |  | FCUD Updated From 2028-06-30 To 2028-07-21 | 222701
2026-07-24 | TAS1 | Project Commitment | Palmerston BESS (Akaysha) | Palmerston ProjectCo Pty Ltd |  | Unit Status Updated From Anticipated To Publicly Announced | 223401
2026-07-24 | TAS1 | Sitename Update | Buckland Solar Farm |  |  | Project has been removed from Generation Information | 322001
2026-07-24 | TAS1 | Sitename Update | Weasel Solar Farm And BESS - KCI | Weasel Solar Farm P/L |  | Project has been discontinued | 285601
2026-07-24 | TAS1 | Sitename Update | Weasel Solar Farm And BESS - KCI | Weasel Solar Farm P/L |  | Project has been discontinued | 285602
2026-07-24 | VIC1 | Expected Closure Year | Delburn Wind Farm | Delburn Wind Farm Pty Ltd |  | Expected Closure Year Updated From 2054 To 2058 | 194901
2026-07-24 | VIC1 | Expected Closure Year | Eildon Pondage Power Station (EPPS) | Pacific Hydro Investments Pty Ltd | EILDON3 | Expected Closure Year Updated From 2044 To 2055 | 107302
2026-07-24 | VIC1 | Expected Closure Year | Glenmaggie Hydro | Pacific Hydro Investments Pty Ltd | GLENMAG1 | Expected Closure Year Updated From 2044 To 2055 | 107901
2026-07-24 | VIC1 | Expected Closure Year | Golden Plains Wind Farm West | Golden Plains WF2 Unit Trust | GPWFWST2 | Expected Closure Year Updated From 2057 To 2058 | 199002
2026-07-24 | VIC1 | Expected Closure Year | Horsham BESS | ESCO Solar Farm 7 Trust |  | Expected Closure Year Updated To 2066 | 257701
2026-07-24 | VIC1 | Expected Closure Year | Inverleigh Wind Farm | Inverleigh Wind Farm Pty Ltd |  | Expected Closure Year Updated To 2057 | 163102
2026-07-24 | VIC1 | Full Commercial Use Date | Baranduda Electrical Energy Reserve | Birdwood Energy Reserve Pty Ltd (ACN 658 507 441) as Trustee for Birdwood Energy Reserve Trust |  | FCUD Updated From 2028-06-30 To 2028-09-28 | 232601
2026-07-24 | VIC1 | Full Commercial Use Date | Elaine BESS | Elaine ProjectCo Pty Ltd |  | FCUD Updated From 2027-10-16 To 2027-10-18 | 252701
2026-07-24 | VIC1 | Full Commercial Use Date | Horsham BESS | ESCO Solar Farm 7 Trust |  | FCUD Updated To 2027-06-30 | 257701
2026-07-24 | VIC1 | Full Commercial Use Date | Inverleigh Wind Farm | Inverleigh Wind Farm Pty Ltd |  | FCUD Updated To 2028-06-30 | 163102
2026-07-24 | VIC1 | Full Commercial Use Date | Kerang Hybrid | Tag Energy Australia Pty Ltd |  | FCUD Updated From 2029-12-31 To 2028-07-01 | 198003
2026-07-24 | VIC1 | Full Commercial Use Date | Lancaster Solar Farm | Lancaster Solar Farm Pty Ltd as trustee for the Lancaster Solar Farm Trust | LANCSF1 | FCUD Updated From 2026-05-30 To 2026-09-30 | 268401
2026-07-24 | VIC1 | Full Commercial Use Date | Little River BESS | ACEnergy Pty Ltd |  | FCUD Updated From 2028-06-29 To 2028-11-29 | 224701
2026-07-24 | VIC1 | Full Commercial Use Date | Mortlake Energy Hub | Yanara Australia Pty Ltd |  | FCUD Updated From 2028-09-01 To 2028-08-30 | 202201
2026-07-24 | VIC1 | Full Commercial Use Date | Mortlake Energy Hub | Yanara Australia Pty Ltd |  | FCUD Updated From 2028-09-01 To 2028-08-30 | 202202
2026-07-24 | VIC1 | Full Commercial Use Date | Wooreen Energy Storage System | EnergyAustralia Holdings Limited |  | FCUD Updated From 2027-12-31 To 2027-08-20 | 187602
2026-07-24 | VIC1 | Informative Note | Golden Plains Wind Farm West | Golden Plains WF2 Unit Trust | GPWFWST2 | Unit Agg AC Cap Updated From 557.07 To 299.00 | 199002
2026-07-24 | VIC1 | Informative Note | Horsham BESS | ESCO Solar Farm 7 Trust |  | Unit Agg AC Cap Updated From 100.00 To 155.80 | 257701
2026-07-24 | VIC1 | Informative Note | Horsham Solar Farm | ESCO SOLAR FARM 7 PTY LTD |  | Unit Agg AC Cap Updated From 118.80 To 151.20 | 195401
2026-07-24 | VIC1 | Project Commitment | Barwon Solar Farm and BESS | Elgin Energy Pty Ltd |  | Unit Status Updated From Anticipated To Publicly Announced | 246701
2026-07-24 | VIC1 | Project Commitment | Brooklyn LFG U1-3 | EDL LFG Vic Pty Ltd | BROOKLYN | Unit Status Updated From In Service To Withdrawn | 286001
2026-07-24 | VIC1 | Project commitment | Carwarp Solar Farm (CWSF) | CS SubCo Pty Ltd as trustee for Carwarp SF SPV | CRWARP1 | Unit Status Updated From In Commissioning To In Service | 168701
2026-07-24 | VIC1 | Project Commitment | Delburn Wind Farm | Delburn Wind Farm Pty Ltd |  | Unit Status Updated From Anticipated To Committed* | 194901
2026-07-24 | VIC1 | Project Commitment | Golden Plains Wind Farm West | Golden Plains WF2 Unit Trust | GPWFWST2 | Unit Status Updated From Committed To In Commissioning | 199002
2026-07-24 | VIC1 | Project Commitment | Hastings Generation Site | Esso Australia Resources |  | Unit Status Updated From Publicly Announced To In Service | 198106
2026-07-24 | VIC1 | Project Commitment | Hastings Generation Site | Esso Australia Resources |  | Unit Status Updated From Publicly Announced To In Service | 198107
2026-07-24 | VIC1 | Project Commitment | Horsham BESS | ESCO Solar Farm 7 Trust |  | Unit Status Updated From Publicly Announced To Committed | 257701
2026-07-24 | VIC1 | Project Commitment | Lancaster Solar Farm | Lancaster Solar Farm Pty Ltd as trustee for the Lancaster Solar Farm Trust | LANCSF1 | Unit Status Updated From Committed To In Commissioning | 268401
2026-07-24 | VIC1 | Project Commitment | Mortlake Battery | BORAL | MLB01 | Unit Status Updated From Committed To In Commissioning | 188201
2026-07-24 | VIC1 | Project Commitment | Wooreen Energy Storage System | EnergyAustralia Holdings Limited |  | Unit Status Updated From Committed* To Committed | 187602
2026-07-24 | VIC1 | Sitename Update | Cape Winds Offshore Wind Farm |  |  | Project has been removed from Generation Information | 247301
2026-07-24 | VIC1 | Sitename Update | Golden Plains Wind Farm West | Golden Plains WF2 Unit Trust | GPWFWST1 | Unit has been newly added | 199001
2026-07-24 | VIC1 | Sitename Update | HYMIVC06 Belgrave-Hallam Rd Micro Hydro | South East Water Corporation | HLMSEW01 | Project has been removed from Generation Information | 156501
2026-07-24 | VIC1 | Sitename Update | Mansfield Solar Farm - Solar - KCI |  |  | Project has been removed from Generation Information | 235901
2026-07-24 | VIC1 | Sitename Update | Mansfield Solar Farm - Solar - KCI |  |  | Project has been removed from Generation Information | 236001
2026-07-24 | VIC1 | Sitename Update | Mildura Power Station |  |  | Project has been removed from Generation Information | 143001
2026-07-24 | VIC1 | Sitename Update | Mortlake BESS 2 - KCI | Origin Energy Limited |  | Unit has been discontinued | 326401
2026-07-24 | VIC1 | Sitename Update | Portland Wind Farm - KCI |  |  | Project has been removed from Generation Information | 234601
2026-07-24 | VIC1 | Sitename Update | Ravenswood Solar Farm BESS |  |  | Project has been removed from Generation Information | 268801
2026-07-24 | VIC1 | Sitename Update | Ravenswood Solar Farm BESS |  |  | Project has been removed from Generation Information | 268803
2026-07-24 | VIC1 | Sitename Update | Wangaratta Solar Farm | Wangaratta Solar Farm Pty Ltd | WNSF1 | Project has been newly added | 149901
2026-07-24 | VIC1 | Sitename Update | Wooreen Energy Storage System | EnergyAustralia Holdings Limited |  | Sitename Updated From Wooreen Energy Storage System To Wooreen Energy Storage System | 187602
2026-04-30 | NSW1 | Capacity Change | Boggabri 1A Solar Farm | CLEANPEAK ENERGY PTY LTD |  | Unit Aggregated AC Cap Updated From 4.96 To 2.48 | 226501
2026-04-30 | NSW1 | Capacity Change | Glanmire Solar Farm and BESS | Elgin Energy Pty Ltd |  | Unit Aggregated AC Cap Updated From 60.00 To 30.00 | 289401
2026-04-30 | NSW1 | Capacity Change | Glanmire Solar Farm and BESS | Elgin Energy Pty Ltd |  | Unit Aggregated AC Cap Updated From 60.00 To 30.00 | 289402
2026-04-30 | NSW1 | Capacity Change | Great Western Battery | NEOEN AUSTRALIA PTY. LTD. |  | Unit Aggregated AC Cap Updated From 500.00 To 660.00 | 186901
2026-04-30 | NSW1 | Capacity Change | Griffith BESS | Eku Energy Australia Pty Ltd |  | Unit Aggregated AC Cap Updated From 100.00 To 162.43 | 275801
2026-04-30 | NSW1 | Capacity Change | MNC000116 - Dubbo Firming Power Station | Squadron Energy Pty Ltd |  | Unit Aggregated AC Cap Updated From 57.00 To 180.00 | 257901
2026-04-30 | NSW1 | Expected Closure Year | Armidale East BESS | FRV Services Australia Pty Ltd |  | Expected Closure Year Updated To 2060 | 301701
2026-04-30 | NSW1 | Expected Closure Year | Carag Solar Farm | Enerparc Australia Pty Ltd |  | Expected Closure Year Updated From 2056 To 2057 | 191001
2026-04-30 | NSW1 | Expected Closure Year | Copeton | AGL Energy Limited | COPTNHYD | Expected Closure Year Updated To 2036 | 105801
2026-04-30 | NSW1 | Expected Closure Year | Eastern Creek | Energy Developments Pty Limited | EASTCRK | Expected Closure Year Updated From 2025 To 2026 | 132801
2026-04-30 | NSW1 | Expected Closure Year | Eastern Creek 2 Gas Utilisation Facility | LMS Energy Pty Ltd |  | Expected Closure Year Updated From 2042 To 2044 | 107103
2026-04-30 | NSW1 | Expected Closure Year | Glenbawn | AGL Energy Limited | GLBWNHYD | Expected Closure Year Updated To 2035 | 107801
2026-04-30 | NSW1 | Expected Closure Year | Gullen Range Solar Farm | BJEI Australia (Beijing Energy International) | GULLRSF1 | Expected Closure Year Updated From 2100 To 2050 | 143201
2026-04-30 | NSW1 | Expected Closure Year | Gullen Range Wind Farm | BJEI Australia (Beijing Energy International) | GULLRWF1 | Expected Closure Year Updated From 2100 To 2050 | 142201
2026-04-30 | NSW1 | Expected Closure Year | Gullen Range Wind Farm | BJEI Australia (Beijing Energy International) | GULLRWF1 | Expected Closure Year Updated From 2100 To 2050 | 142202
2026-04-30 | NSW1 | Expected Closure Year | MNC000116 - Dubbo Firming Power Station | Squadron Energy Pty Ltd |  | Expected Closure Year Updated To 2058 | 257901
2026-04-30 | NSW1 | Expected Closure Year | Pindari | AGL Energy Limited | PINDARI | Expected Closure Year Updated To 2032 | 115901
2026-04-30 | NSW1 | Expected Closure Year | Stoney Creek BESS | Enervest Operations Pty Ltd |  | Expected Closure Year Updated From 2047 To 2048 | 247401
2026-04-30 | NSW1 | Expected Closure Year | Taralga Wind Farm | PACIFIC HYDRO PTY LTD | TARALGA1 | Expected Closure Year Updated From 2040 To 2042 | 119601
2026-04-30 | NSW1 | Expected Closure Year | Taralga Wind Farm | PACIFIC HYDRO PTY LTD | TARALGA1 | Expected Closure Year Updated From 2040 To 2042 | 119602
2026-04-30 | NSW1 | Expected Closure Year | Taralga Wind Farm | PACIFIC HYDRO PTY LTD | TARALGA1 | Expected Closure Year Updated From 2040 To 2042 | 119603
2026-04-30 | NSW1 | Expected Closure Year | Uranquinty | Origin Energy Limited | URANQ11 | Expected Closure Year Updated From 2044 To 2049 | 121801
2026-04-30 | NSW1 | Expected Closure Year | Uranquinty | Origin Energy Limited | URANQ12 | Expected Closure Year Updated From 2044 To 2049 | 121802
2026-04-30 | NSW1 | Expected Closure Year | Uranquinty | Origin Energy Limited | URANQ13 | Expected Closure Year Updated From 2044 To 2049 | 121803
2026-04-30 | NSW1 | Expected Closure Year | Uranquinty | Origin Energy Limited | URANQ14 | Expected Closure Year Updated From 2044 To 2049 | 121804
2026-04-30 | NSW1 | Full Commercial Use Date | Armidale East BESS | FRV Services Australia Pty Ltd |  | FCUD Updated To 2030-08-30 | 301701
2026-04-30 | NSW1 | Full Commercial Use Date | Blind Creek Solar Farm and Battery Energy Storage System | THE TRUSTEE FOR THE ARBOUR ON GREY TRUST |  | FCUD Updated From 2028-09-30 To 2028-07-10 | 201701
2026-04-30 | NSW1 | Full Commercial Use Date | Blind Creek Solar Farm and Battery Energy Storage System | THE TRUSTEE FOR THE ARBOUR ON GREY TRUST |  | FCUD Updated From 2028-09-30 To 2028-07-10 | 201702
2026-04-30 | NSW1 | Full Commercial Use Date | Carag Solar Farm | Enerparc Australia Pty Ltd |  | FCUD Updated From 2026-06-30 To 2027-08-31 | 191001
2026-04-30 | NSW1 | Full Commercial Use Date | Coppabella Hybrid Generator | Goldwind Australia Pty Ltd |  | FCUD Updated From 2027-09-30 To 2027-07-25 | 158101
2026-04-30 | NSW1 | Full Commercial Use Date | Great Western Battery | NEOEN AUSTRALIA PTY. LTD. |  | FCUD Updated From 2028-12-31 To 2029-11-30 | 186901
2026-04-30 | NSW1 | Full Commercial Use Date | Hunter Power Station | Snowy Hydro Limited | HUNTER1 | FCUD Updated From 2026-02-25 To 2026-05-12 | 187101
2026-04-30 | NSW1 | Full Commercial Use Date | Hunter Power Station | Snowy Hydro Limited | HUNTER2 | FCUD Updated From 2026-02-01 To 2026-05-23 | 187102
2026-04-30 | NSW1 | Full Commercial Use Date | Liddell BESS | AGL Energy Limited | LDBESS1 | FCUD Updated From 2026-02-20 To 2026-06-01 | 217101
2026-04-30 | NSW1 | Full Commercial Use Date | MNC000116 - Dubbo Firming Power Station | Squadron Energy Pty Ltd |  | FCUD Updated To 2029-07-01 | 257901
2026-04-30 | NSW1 | Full Commercial Use Date | Moama Solar Farm | Metlen Energy & Metals |  | FCUD Updated From 2027-12-01 To 2028-08-01 | 152701
2026-04-30 | NSW1 | Full Commercial Use Date | Moama Solar Farm | Metlen Energy & Metals |  | FCUD Updated From 2027-12-01 To 2028-08-01 | 152702
2026-04-30 | NSW1 | Full Commercial Use Date | Mulwala Solar Farm | European Energy |  | FCUD Updated From 2026-02-27 To 2026-05-15 | 199801
2026-04-30 | NSW1 | Full Commercial Use Date | Rye Park Wind Farm | Tilt Renewables Australia Pty Ltd | RYEPARK1 | FCUD Updated From 2024-10-07 To 2026-10-07 | 135301
2026-04-30 | NSW1 | Full Commercial Use Date | Sandy Creek Solar Farm | Lightsource Asset Management Australia Pty Ltd |  | FCUD Updated From 2029-06-01 To 2031-02-13 | 289501
2026-04-30 | NSW1 | Full Commercial Use Date | Stoney Creek BESS | Enervest Operations Pty Ltd |  | FCUD Updated From 2027-11-30 To 2028-06-30 | 247401
2026-04-30 | NSW1 | Full Commercial Use Date | Tamworth BESS Project 1 Pty Ltd | Valent Energy Developments Pty Ltd |  | FCUD Updated From 2027-12-31 To 2028-12-31 | 251701
2026-04-30 | NSW1 | Full Commercial Use Date | Tamworth BESS Project 2 Pty Ltd | Valent Energy Developments Pty Ltd |  | FCUD Updated From 2027-12-31 To 2028-12-31 | 303601
2026-04-30 | NSW1 | Full Commercial Use Date | Waratah Super Battery | Akaysha Energy Pty Ltd | WTAHB1 | FCUD Updated To 2026-09-01 | 222001
2026-04-30 | NSW1 | Informative note | Belah BESS | Eku Energy Projects (Australia) Trust |  | Unit has been discontinued | 315203
2026-04-30 | NSW1 | Informative note | Boggabri 1A Solar Farm | CleanPeak Energy |  | Unit added to existing committed project for additional BESS unit | 226502
2026-04-30 | NSW1 | Informative note | Chipping Norton Waste to Energy | Benedict Industries P/L |  | Project has been discontinued | 147901
2026-04-30 | NSW1 | Informative note | Dangarsleigh Wind | Lightsource bp |  | Project record removed | 317601
2026-04-30 | NSW1 | Informative note | Dapper Solar Farm | BORAL |  | Project has been discontinued | 274701
2026-04-30 | NSW1 | Informative note | Emu Park BESS | M Renewables Australia |  | Project record removed - merged with Emu Park Solar Farm (2926) | 292701
2026-04-30 | NSW1 | Informative note | Eraring Big Battery | Origin Energy Limited | ERB01 | Gen Info Unit ID has been updated from 187001 | 187004
2026-04-30 | NSW1 | Informative note | Forbes Hybrid Project | Forbes Solar Farm Pty Ltd ATF Forbes Genesis Project Trust |  | Unit has been discontinued | 219802
2026-04-30 | NSW1 | Informative note | Gerogery Battery - KCI | Elgin Energy Pty Ltd |  | Project has been discontinued | 272101
2026-04-30 | NSW1 | Informative note | Grange Avenue | EDL LFG NSW Pty Ltd |  | Project has been discontinued | 132901
2026-04-30 | NSW1 | Informative note | Gullen Range Wind Farm 2 | BJEI Australia (Beijing Energy International) | GULLRWF2 | Gen Info Unit ID has been updated from 158801 | 158802
2026-04-30 | NSW1 | Informative note | Hanworth Battery | Hanworth BESS Pty Ltd |  | Project has been discontinued | 282001
2026-04-30 | NSW1 | Informative note | Jacks Gully | EDL LFG NSW Pty Ltd |  | Project has been discontinued | 133001
2026-04-30 | NSW1 | Informative note | Kiar BESS | BID Energy Partners Pty Ltd |  | Project has been discontinued | 322601
2026-04-30 | NSW1 | Informative note | Kias BESS | Bid Energy Partners Pty Ltd |  | Unit has been discontinued | 314901
2026-04-30 | NSW1 | Informative note | Lake Lyell Pumped Hydro | EnergyAustralia NSW Pty Ltd |  | Unit has been discontinued | 203301
2026-04-30 | NSW1 | Informative note | Lucas Heights 2 | EDL LFG NSW Pty Ltd |  | Project has been discontinued | 112701
2026-04-30 | NSW1 | Informative note | Lucas Heights 2 | EDL LFG NSW Pty Ltd |  | Project has been discontinued | 112702
2026-04-30 | NSW1 | Informative note | Molonglo BESS | YES GROUP |  | Project has been discontinued | 302601
2026-04-30 | NSW1 | Informative note | Mugga Lane Renewable Hybrid | LGIGEN |  | Unit added to existing committed project split to reflect generator configuration | 280702
2026-04-30 | NSW1 | Informative note | Mugga Lane Renewable Hybrid | LGIGEN |  | Unit added to existing committed project split to reflect generator configuration | 280703
2026-04-30 | NSW1 | Informative note | Romani BESS | Samsung C&amp;T Renewable Energy Australia Pty Ltd |  | Project has been discontinued | 253801
2026-04-30 | NSW1 | Informative note | Salisbury Solar 450MW | Origin Energy Pty Ltd |  | Project has been discontinued | 192501
2026-04-30 | NSW1 | Informative note | Salisbury Solar 450MW | Origin Energy Pty Ltd |  | Project has been discontinued | 192503
2026-04-30 | NSW1 | Informative note | Salisbury Solar 450MW | Origin Energy Pty Ltd |  | Project has been discontinued | 192505
2026-04-30 | NSW1 | Informative note | Sandy Point Hybrid - Storage | Samsung C&T Renewable Energy Australia Pty Ltd. |  | Project record removed - merged with Sandy Creek Hybrid - Solar (2895) | 277101
2026-04-30 | NSW1 | Informative note | Tabulam BESS | Elgin Energy Pty Ltd |  | Project record removed - merged with Tabulam Solar Farm and BESS (2479) | 248001
2026-04-30 | NSW1 | Informative note | The Plains | Engie |  | Unit has been discontinued | 301501
2026-04-30 | NSW1 | Informative note | The Plains | Engie |  | Unit has been discontinued | 301502
2026-04-30 | NSW1 | Informative note | Walla Walla Solar Farm | FRV Services Australia Pty Ltd | WLWLSF1 | Gen Info Unit ID has been updated from 171205 | 171203
2026-04-30 | NSW1 | Informative note | Walla Walla Solar Farm | FRV Australia (Walla Walla Asset Co Pty Ltd (ACN 634 728 868) as trustee for the Walla Walla Asset Trust) |  | Unit has been discontinued | 171205
2026-04-30 | NSW1 | Informative note | Wellington North Solar Farm | AGL Hydro Partnership |  | Project has been discontinued | 161901
2026-04-30 | NSW1 | Informative note | Woolbrook | Lightsource bp |  | Project record removed | 317501
2026-04-30 | NSW1 | Informative note | Yanco Solar Farm | Origin Energy |  | Project has been discontinued | 192801
2026-04-30 | NSW1 | Informative note | Yarrabee Solar Power Project | Origin Energy |  | Project has been discontinued | 148401
2026-04-30 | NSW1 | Project commitment | Armidale East BESS | FRV Services Australia Pty Ltd |  | Unit Status Updated From Publicly Announced To Anticipated | 301701
2026-04-30 | NSW1 | Project commitment | Eraring Big Battery | Origin Energy Limited | ERB01 | Unit Status Updated From Committed To In Service | 187003
2026-04-30 | NSW1 | Project commitment | Griffith BESS | Eku Energy Australia Pty Ltd |  | Unit Status Updated From Publicly Announced To Anticipated | 275801
2026-04-30 | NSW1 | Project commitment | Hay Sun Farm | Metlen Energy & Metals |  | Unit Status Updated From Anticipated To Publicly Announced | 145101
2026-04-30 | NSW1 | Project commitment | Liddell BESS | AGL Energy Limited | LDBESS1 | Unit Status Updated From Committed* To In Commissioning | 217101
2026-04-30 | NSW1 | Project commitment | Limondale BESS | RWE Renewables Australia Pty Ltd | LIMBESS1 | Unit Status Updated From Committed To In Service | 222301
2026-04-30 | NSW1 | Project commitment | Maryvale Solar and Energy Storage System | Gentari Solar Australia Pty Ltd |  | Unit Status Updated From Anticipated To Publicly Announced | 159501
2026-04-30 | NSW1 | Project commitment | Maryvale Solar and Energy Storage System | Gentari Solar Australia Pty Ltd |  | Unit Status Updated From Anticipated To Publicly Announced | 159502
2026-04-30 | NSW1 | Project commitment | Moama Solar Farm | Metlen Energy & Metals |  | Unit Status Updated From Publicly Announced To Anticipated | 152702
2026-04-30 | NSW1 | Project commitment | New England Solar Farm BESS | ACEN Australia Pty Ltd | NESBESS1 | Unit Status Updated From Committed* To In Commissioning | 189302
2026-04-30 | NSW1 | Project commitment | Orana BESS | Akaysha Energy Pty Ltd | ORABESS1 | Unit Status Updated From Committed To In Commissioning | 201501
2026-04-30 | NSW1 | Project commitment | Richmond Valley BESS | ARK ENERGY PTY LTD |  | Unit Status Updated From Anticipated To Publicly Announced | 263101
2026-04-30 | NSW1 | Site name update | Armidale BESS | Elgin Energy Pty Ltd |  | Sitename Updated From Armidale BESS (Elgin) To Armidale BESS | 307501
2026-04-30 | NSW1 | Site name update | Cloverlea BESS | Goldwind Australia Pty Ltd |  | Sitename Updated From Gullen Range Battery Energy System To Cloverlea BESS | 268901
2026-04-30 | NSW1 | Site name update | Coppabella Hybrid Generator | Goldwind Australia Pty Ltd |  | Sitename Updated From Coppabella Wind Farm To Coppabella Hybrid Generator | 158101
2026-04-30 | NSW1 | Site name update | Gerogery Solar Farm and BESS | Elgin Energy Pty Ltd |  | Sitename Updated From Gerogery Solar Farm - KCI To Gerogery Solar Farm and BESS | 272001
2026-04-30 | NSW1 | Site name update | Glanmire Solar Farm and BESS | Elgin Energy Pty Ltd |  | Sitename Updated From Glanmire Solar Farm To Glanmire Solar Farm and BESS | 289401
2026-04-30 | NSW1 | Site name update | Glanmire Solar Farm and BESS | Elgin Energy Pty Ltd |  | Sitename Updated From Glanmire Solar Farm To Glanmire Solar Farm and BESS | 289402
2026-04-30 | NSW1 | Site name update | Great Western Battery | NEOEN AUSTRALIA PTY. LTD. |  | Sitename Updated From Great Western Battery Project To Great Western Battery | 186901
2026-04-30 | NSW1 | Site name update | Kiar BESS | Bid Energy Partners Pty Ltd |  | Sitename Updated From Kias BESS To Kiar BESS | 314902
2026-04-30 | NSW1 | Site name update | Wagga South BESS | Eku Energy Australia Pty Ltd |  | Sitename Updated From Arundel BESS To Wagga South BESS | 282401
2026-04-30 | QLD1 | Expected Closure Year | Barcaldine Power Station | Energy Queensland Ltd | BARCALDN | Expected Closure Year Updated From 2034 To 2035 | 101001
2026-04-30 | QLD1 | Expected Closure Year | Darling Downs | Origin Energy Limited | DDPS1 | Expected Closure Year Updated From 2045 To 2050 | 106601
2026-04-30 | QLD1 | Expected Closure Year | Darling Downs | Origin Energy Limited | DDPS1 | Expected Closure Year Updated From 2045 To 2050 | 106602
2026-04-30 | QLD1 | Expected Closure Year | Darling Downs | Origin Energy Limited | DDPS1 | Expected Closure Year Updated From 2045 To 2050 | 106603
2026-04-30 | QLD1 | Expected Closure Year | Darling Downs | Origin Energy Limited | DDPS1 | Expected Closure Year Updated From 2045 To 2050 | 106604
2026-04-30 | QLD1 | Expected Closure Year | Darling Downs Solar Farm | APA GROUP LIMITED | DDSF1 | Expected Closure Year Updated From 2036 To 2045 | 154501
2026-04-30 | QLD1 | Expected Closure Year | Fraser Coast Hybrid Plant | Global Power Generation Australia Pty Ltd |  | Expected Closure Year Updated From 2056 To 2057 | 141901
2026-04-30 | QLD1 | Expected Closure Year | Fraser Coast Hybrid Plant | Global Power Generation Australia Pty Ltd |  | Expected Closure Year Updated From 2056 To 2057 | 141905
2026-04-30 | QLD1 | Expected Closure Year | Haughton Solar Farm Stage 1 | PACIFIC HYDRO PTY LTD | HAUGHT11 | Expected Closure Year Updated From 2050 To 2049 | 156401
2026-04-30 | QLD1 | Expected Closure Year | Haughton Solar Farm Stage 2 | PACIFIC HYDRO PTY LTD |  | Expected Closure Year Updated From 2048 To 2049 | 193301
2026-04-30 | QLD1 | Expected Closure Year | Invicta Mill | WILMAR SUGAR PTY LTD |  | Expected Closure Year Updated From 2036 To 2040 | 109501
2026-04-30 | QLD1 | Expected Closure Year | Invicta Mill | WILMAR SUGAR PTY LTD |  | Expected Closure Year Updated From 2036 To 2040 | 109502
2026-04-30 | QLD1 | Expected Closure Year | Invicta Mill | WILMAR SUGAR PTY LTD |  | Expected Closure Year Updated From 2036 To 2040 | 109503
2026-04-30 | QLD1 | Expected Closure Year | Kareeya 5 | CleanCo Queensland Limited | KAREEYA5 | Expected Closure Year Updated From 2037 To 2057 | 110101
2026-04-30 | QLD1 | Expected Closure Year | Lotus Creek Wind Farm | C S ENERGY LIMITED |  | Expected Closure Year Updated From 2048 To 2067 | 200201
2026-04-30 | QLD1 | Expected Closure Year | Mt Stuart | Origin Energy Limited | MSTUART1 | Expected Closure Year Updated From 2033 To 2038 | 114501
2026-04-30 | QLD1 | Expected Closure Year | Mt Stuart | Origin Energy Limited | MSTUART2 | Expected Closure Year Updated From 2033 To 2038 | 114502
2026-04-30 | QLD1 | Expected Closure Year | Mt Stuart | Origin Energy Limited | MSTUART3 | Expected Closure Year Updated From 2044 To 2049 | 114503
2026-04-30 | QLD1 | Expected Closure Year | Pioneer Sugar Mill | WILMAR SUGAR PTY LTD |  | Expected Closure Year Updated From 2036 To 2040 | 116001
2026-04-30 | QLD1 | Expected Closure Year | Pioneer Sugar Mill | WILMAR SUGAR PTY LTD |  | Expected Closure Year Updated From 2036 To 2040 | 116002
2026-04-30 | QLD1 | Expected Closure Year | Rocky Point Sugar Mill Cogeneration Plant | W.H. HECK & SONS PROPRIETARY LIMITED | RPCG | Expected Closure Year Updated From 2030 To 2028 | 117201
2026-04-30 | QLD1 | Expected Closure Year | Roma | Origin Energy Limited | ROMA_7 | Expected Closure Year Updated From 2034 To 2039 | 117301
2026-04-30 | QLD1 | Expected Closure Year | Roma | Origin Energy Limited | ROMA_8 | Expected Closure Year Updated From 2034 To 2039 | 117302
2026-04-30 | QLD1 | Expected Closure Year | Stapylton Renewable Energy Facility | LMS Energy Pty Ltd |  | Expected Closure Year Updated From 2044 To 2049 | 135801
2026-04-30 | QLD1 | Expected Closure Year | Stapylton Renewable Energy Facility | LMS Energy Pty Ltd |  | Expected Closure Year Updated From 2042 To 2049 | 135802
2026-04-30 | QLD1 | Expected Closure Year | Stapylton Renewable Energy Facility | LMS Energy Pty Ltd |  | Expected Closure Year Updated From 2042 To 2049 | 135803
2026-04-30 | QLD1 | Expected Closure Year | Supernode BESS - Stage 3 | Quinbrook Infrastructure Partners Pty Ltd |  | Expected Closure Year Updated From 2053 To 2052 | 310301
2026-04-30 | QLD1 | Expected Closure Year | Victoria Mill | WILMAR SUGAR PTY LTD |  | Expected Closure Year Updated From 2036 To 2040 | 122101
2026-04-30 | QLD1 | Expected Closure Year | Victoria Mill | WILMAR SUGAR PTY LTD |  | Expected Closure Year Updated From 2036 To 2040 | 122102
2026-04-30 | QLD1 | Expected Closure Year | Whitwood Road | LMS Energy Pty Ltd | WHIT1 | Expected Closure Year Updated From 2032 To 2052 | 122901
2026-04-30 | QLD1 | Full Commercial Use Date | Banksia Solar Farm | VENN ENERGY PTY LTD |  | FCUD Updated From 2027-08-20 To 2027-11-24 | 257801
2026-04-30 | QLD1 | Full Commercial Use Date | Brendale BESS | Akaysha Energy Pty Ltd | BRNDBES1 | FCUD Updated From 2026-06-30 To 2026-01-15 | 252601
2026-04-30 | QLD1 | Full Commercial Use Date | Broadsound_BESS | Iberdrola Australia Limited | BRDDBES1 | FCUD Updated From 2027-01-01 To 2026-07-20 | 289101
2026-04-30 | QLD1 | Full Commercial Use Date | Bundaberg Solar Farm | Global Power Generation Australia Pty Ltd | BUSF1 | FCUD Updated From 2025-12-31 To 2026-04-28 | 171101
2026-04-30 | QLD1 | Full Commercial Use Date | Clarke Creek Wind Farm | Squadron Energy Pty Ltd | CLRKCWF1 | FCUD Updated From 2025-09-30 To 2026-07-01 | 198801
2026-04-30 | QLD1 | Full Commercial Use Date | Clarke Creek Wind Farm | Squadron Energy Pty Ltd | CLRKCWF2 | FCUD Updated From 2025-09-30 To 2026-07-01 | 198802
2026-04-30 | QLD1 | Full Commercial Use Date | Fraser Coast Hybrid Plant | Global Power Generation Australia Pty Ltd |  | FCUD Updated To 2027-11-30 | 141901
2026-04-30 | QLD1 | Full Commercial Use Date | Fraser Coast Hybrid Plant | Global Power Generation Australia Pty Ltd |  | FCUD Updated From 2027-09-30 To 2027-11-30 | 141905
2026-04-30 | QLD1 | Full Commercial Use Date | Gangarri Solar Farm | Shell Energy Australia Pty Ltd | GANGARR1 | FCUD Updated From 2026-03-31 To 2026-06-30 | 153802
2026-04-30 | QLD1 | Full Commercial Use Date | Gawara Baya Wind And BESS | WINDLAB ASSET MANAGEMENT PTY LIMITED |  | FCUD Updated From 2029-01-15 To 2029-03-20 | 230401
2026-04-30 | QLD1 | Full Commercial Use Date | Gawara Baya Wind And BESS | WINDLAB ASSET MANAGEMENT PTY LIMITED |  | FCUD Updated From 2030-02-28 To 2030-05-24 | 230402
2026-04-30 | QLD1 | Full Commercial Use Date | Gunsynd Solar Farm | Metisenergy | GUSF1 | FCUD Updated From 2026-02-16 To 2026-03-26 | 242201
2026-04-30 | QLD1 | Full Commercial Use Date | Haughton Solar Farm Stage 2 | PACIFIC HYDRO PTY LTD |  | FCUD Updated From 2028-01-06 To 2029-01-01 | 193301
2026-04-30 | QLD1 | Full Commercial Use Date | Kidston Pumped Storage Hydro Project 250MW | Energy Australia Pty Ltd | KIDSPHG1 | FCUD Updated From 2027-01-01 To 2027-07-01 | 135202
2026-04-30 | QLD1 | Full Commercial Use Date | Kidston Pumped Storage Hydro Project 250MW | Energy Australia Pty Ltd | KIDSPHG2 | FCUD Updated From 2027-01-01 To 2027-07-01 | 135203
2026-04-30 | QLD1 | Full Commercial Use Date | Lotus Creek Wind Farm | C S ENERGY LIMITED |  | FCUD Updated From 2027-12-31 To 2027-12-07 | 200201
2026-04-30 | QLD1 | Full Commercial Use Date | MacIntyre Wind Farm | Acciona Energy | MCINTYR1 | FCUD Updated From 2025-11-30 To 2026-12-01 | 133202
2026-04-30 | QLD1 | Full Commercial Use Date | Stanwell BESS | STANWELL CORPORATION LIMITED |  | FCUD Updated From 2026-12-31 To 2026-12-22 | 193502
2026-04-30 | QLD1 | Full Commercial Use Date | Supernode BESS | Quinbrook Infrastructure Partners Pty Ltd | SNB02 | FCUD Updated From 2026-06-01 To 2026-06-30 | 243105
2026-04-30 | QLD1 | Full Commercial Use Date | Supernode BESS - Stage 3 | Quinbrook Infrastructure Partners Pty Ltd |  | FCUD Updated From 2028-03-30 To 2027-10-31 | 310301
2026-04-30 | QLD1 | Full Commercial Use Date | Swanbank F Station | CleanCo Queensland Limited | SWANBBF1 | FCUD Updated From 2026-01-27 To 2026-04-03 | 240701
2026-04-30 | QLD1 | Full Commercial Use Date | Ulinda Park BESS | Akaysha Energy Pty Ltd | ULPBESS1 | FCUD Updated From 2026-01-13 To 2025-11-21 | 201601
2026-04-30 | QLD1 | Informative note | Avenue Road BESS - KCI | Eku Energy Australia Pty Ltd |  | Project has been discontinued | 319101
2026-04-30 | QLD1 | Informative note | Beelbee Solar Farm | Darling Downs Solar Farm Pty Ltd |  | Project has been discontinued | 155001
2026-04-30 | QLD1 | Informative note | Darling Downs BESS (APA) | APA Group |  | Project has been discontinued | 266301
2026-04-30 | QLD1 | Informative note | Goodnight Hybrid Facility - Solar and BESS | GoodNight One Pty Ltd |  | Project record removed - merged with GoodNight Hybrid Facility (3250) | 306601
2026-04-30 | QLD1 | Informative note | Goodnight Hybrid Facility - Solar and BESS | GoodNight One Pty Ltd |  | Project record removed - merged with GoodNight Hybrid Facility (3250) | 306602
2026-04-30 | QLD1 | Informative note | Hazeldean BESS - Storage - KCI | Enervest Operations Pty Ltd |  | Project has been discontinued | 238601
2026-04-30 | QLD1 | Informative note | Pleystowe BESS | PLEYSTOWE BESS PTY LTD |  | Unit has been discontinued | 280601
2026-04-30 | QLD1 | Informative note | Stanmore WCMG power station | Stanmore Resources and Enernet Australia (JV) |  | Project has been discontinued | 297601
2026-04-30 | QLD1 | Informative note | Tummaville Hybrid Facility - BESS (KCI) | Elements Green Australia Pty Ltd |  | Project record removed - merged with TUMMAVILLE Hybrid Facility- Solar And BESS (3252) | 285001
2026-04-30 | QLD1 | Informative note | Tummaville Hybrid Facility - Solar (KCI) | Elements Green Australia Pty Ltd |  | Project record removed - merged with TUMMAVILLE Hybrid Facility- Solar And BESS (3252) | 284901
2026-04-30 | QLD1 | Informative note | TUMMAVILLE Hybrid Facility- Solar And BESS | INNOGREEN ENERGY AUSTRALIA PTY LTD |  | Gen Info Unit ID has been updated from 285001 | 325201
2026-04-30 | QLD1 | Informative note | TUMMAVILLE Hybrid Facility- Solar And BESS | INNOGREEN ENERGY AUSTRALIA PTY LTD |  | Gen Info Unit ID has been updated from 284901 | 325202
2026-04-30 | QLD1 | Informative note | Tumuruu BESS and Solar Farm | ARP Australian Solar Pty Ltd |  | Unit has been updated from 249501 | 322701
2026-04-30 | QLD1 | Informative note | Tumuruu BESS and Solar Farm | ARP Australian Solar Pty Ltd |  | Gen Info Unit ID has been updated from 249601 | 322702
2026-04-30 | QLD1 | Informative note | Tumuruu One | Australian Solar Enterprises Pty Ltd |  | Project record removed - merged with Tumuruu BESS and Solar Farm (3227) | 249501
2026-04-30 | QLD1 | Informative note | Tumuruu One | Australian Solar Enterprises Pty Ltd |  | Project record removed - merged with Tumuruu BESS and Solar Farm (3227) | 249601
2026-04-30 | QLD1 | Informative note | Woodstock Renewable Energy Hub - Solar | Private Energy Partners |  | Project record removed - merged with Lansdown Solar North (2682) | 268201
2026-04-30 | QLD1 | Project commitment | Brendale BESS | Akaysha Energy Pty Ltd | BRNDBES1 | Unit Status Updated From Committed To In Service | 252601
2026-04-30 | QLD1 | Project commitment | Broadsound_BESS | Iberdrola Australia Limited | BRDDBES1 | Unit Status Updated From Anticipated To Committed | 289101
2026-04-30 | QLD1 | Project commitment | Bundaberg Solar Farm | Global Power Generation Australia Pty Ltd | BUSF1 | Unit Status Updated From Committed To In Commissioning | 171101
2026-04-30 | QLD1 | Project commitment | Cattle Creek Wind Farm - KCI | RWE Renewables Australia Pty Ltd |  | Unit Status Updated From Publicly Announced To Anticipated | 275203
2026-04-30 | QLD1 | Project commitment | Gunsynd Solar Farm | Metisenergy | GUSF1 | Unit Status Updated From Committed To In Commissioning | 242201
2026-04-30 | QLD1 | Project commitment | Munna Creek Solar Farm | Metlen Energy & Metals | MUCRKSF1 | Unit Status Updated From Committed To In Commissioning | 190501
2026-04-30 | QLD1 | Project commitment | Stanwell BESS | STANWELL CORPORATION LIMITED |  | Unit Status Updated From Anticipated To Committed | 193502
2026-04-30 | QLD1 | Project commitment | Supernode BESS | Quinbrook Infrastructure Partners Pty Ltd | SNB01 | Unit Status Updated From Committed To In Service | 243104
2026-04-30 | QLD1 | Project commitment | Swanbank F Station | CleanCo Queensland Limited | SWANBBF1 | Unit Status Updated From Anticipated To In Service | 240701
2026-04-30 | QLD1 | Project commitment | Tarong BESS | STANWELL CORPORATION LIMITED | TARBESS1 | Unit Status Updated From Committed* To In Service | 243402
2026-04-30 | QLD1 | Project commitment | Tumuruu BESS and Solar Farm | ARP Australian Solar Pty Ltd |  | From Publicly Announced to Anticipated | 322701
2026-04-30 | QLD1 | Project commitment | Wambo Wind Farm | Cubico Invest | WAMBOWF1 | Unit Status Updated From Committed To In Commissioning | 228701
2026-04-30 | QLD1 | Project commitment | Western Downs Battery - Stage 1 And 2 | NEOEN AUSTRALIA PTY. LTD. | WDBESS1 | Unit Status Updated From In Commissioning To In Service | 196602
2026-04-30 | QLD1 | Project commitment | Western Downs Battery - Stage 1 And 2 | NEOEN AUSTRALIA PTY. LTD. | WDBESS2 | Unit Status Updated From In Commissioning To In Service | 196603
2026-04-30 | QLD1 | Site name update | Bawurra BESS | Storenergy |  | Sitename Updated From Columboola BESS - KCI To Bawurra BESS | 287101
2026-04-30 | QLD1 | Site name update | Cressbrook Pumped Hydro Project | STANWELL CORPORATION LIMITED |  | Sitename Updated From Big-T Project To Cressbrook Pumped Hydro Project | 196801
2026-04-30 | QLD1 | Site name update | Lansdown Solar North | Private Energy Partners Pty Ltd |  | Sitename Updated From Woodstock Renewable Energy Hub - BESS To Lansdown Solar North | 268301
2026-04-30 | QLD1 | Site name update | Tarong BESS | STANWELL CORPORATION LIMITED | TARBESS1 | Sitename Updated From Tarong BESS - Stanwell To Tarong BESS | 243402
2026-04-30 | QLD1 | Site name update | Yelarbon Solar Farm and BESS | Elgin Energy Pty Ltd |  | Sitename Updated From Yelarbon SF and BESS - KCI To Yelarbon Solar Farm and BESS | 278401
2026-04-30 | QLD1 | Site name update | Yelarbon Solar Farm and BESS | Elgin Energy Pty Ltd |  | Sitename Updated From Yelarbon SF and BESS - KCI To Yelarbon Solar Farm and BESS | 278402
2026-04-30 | SA1 | Capacity Change | Adelaide Desalination Plant | South Australian Water Corporation | ADPMH1 | Unit Aggregated AC Cap Updated From 1.00 To 1.44 | 184406
2026-04-30 | SA1 | Expected Closure Year | Emeroo BESS | POTENTIA ENERGY GROUP PTY LTD |  | Expected Closure Year Updated From 2048 To 2053 | 226201
2026-04-30 | SA1 | Expected Closure Year | Ladbroke Grove | Origin Energy Limited | LADBROK1 | Expected Closure Year Updated From 2035 To 2040 | 110701
2026-04-30 | SA1 | Expected Closure Year | Ladbroke Grove | Origin Energy Limited | LADBROK2 | Expected Closure Year Updated From 2035 To 2040 | 110702
2026-04-30 | SA1 | Expected Closure Year | Quarantine | Origin Energy Limited | QPS1 | Expected Closure Year Updated From 2053 To 2058 | 116602
2026-04-30 | SA1 | Expected Closure Year | Quarantine | Origin Energy Limited | QPS2 | Expected Closure Year Updated From 2054 To 2059 | 116603
2026-04-30 | SA1 | Expected Closure Year | Quarantine | Origin Energy Limited | QPS3 | Expected Closure Year Updated From 2054 To 2059 | 116604
2026-04-30 | SA1 | Expected Closure Year | Quarantine | Origin Energy Limited | QPS4 | Expected Closure Year Updated From 2055 To 2060 | 116605
2026-04-30 | SA1 | Expected Closure Year | Quarantine | Origin Energy Limited | QPS5 | Expected Closure Year Updated From 2044 To 2049 | 116606
2026-04-30 | SA1 | Full Commercial Use Date | Clements Gap - BESS | PACIFIC HYDRO PTY LTD | CGBESS01 | FCUD Updated From 2026-01-05 To 2026-05-30 | 199301
2026-04-30 | SA1 | Full Commercial Use Date | Emeroo BESS | POTENTIA ENERGY GROUP PTY LTD |  | FCUD Updated From 2028-12-15 To 2028-09-30 | 226201
2026-04-30 | SA1 | Full Commercial Use Date | LINCOLN GAP BESSBDU | RATCH - AUSTRALIA SOUTH AUSTRALIA (HOLDINGS) PTY LTD | LGAPBS1 | FCUD Updated From 2026-03-11 To 2026-04-30 | 160302
2026-04-30 | SA1 | Full Commercial Use Date | Templers BESS | ZEN Energy Pty Ltd | TEMPB1 | FCUD Updated From 2025-08-31 To 2025-12-05 | 191101
2026-04-30 | SA1 | Informative note | Yumali Wind Farm | Alinta Energy |  | Project has been discontinued | 296501
2026-04-30 | SA1 | Informative note | Yumali Wind Farm | Alinta Energy |  | Project has been discontinued | 296502
2026-04-30 | SA1 | Project commitment | Bungama Solar | Reveraenergy | BUNGAMB1 | Unit Status Updated From Committed To In Commissioning | 204902
2026-04-30 | SA1 | Project commitment | Clements Gap - BESS | PACIFIC HYDRO PTY LTD | CGBESS01 | Unit Status Updated From Committed To In Commissioning | 199301
2026-04-30 | SA1 | Project commitment | Mannum Solar Farm 2 | Epic Energy South Australia Pty Ltd | MANNSF2 | Unit Status Updated From In Commissioning To In Service | 241001
2026-04-30 | SA1 | Project commitment | Summerfield BESS | BLUE NRG PTY. LTD. BLUE PACIFIC ENERGY PTY LTD BLUE POWER PARTNERS PTY LTD |  | Unit Status Updated From Committed To Committed* | 258401
2026-04-30 | SA1 | Project commitment | Templers BESS | ZEN Energy Pty Ltd | TEMPB1 | Unit Status Updated From In Commissioning To In Service | 191101
2026-04-30 | SA1 | Site name update | Bungama BESS (Risen) | Risen Energy (Australia) Pty Ltd |  | Sitename Updated From Bungama BESS (Risen ) To Bungama BESS (Risen) | 193901
2026-04-30 | SA1 | Site name update | Riverland BESS | OX2 |  | Sitename Updated From Riverland Solar Storage - Storage To Riverland BESS | 205302
2026-04-30 | TAS1 | Expected Closure Year | Palmerston BESS (Akaysha) | Akaysha Energy Pty Ltd |  | Expected Closure Year Updated To 2055 | 223401
2026-04-30 | TAS1 | Full Commercial Use Date | Palmerston BESS (Akaysha) | Akaysha Energy Pty Ltd |  | FCUD Updated To 2027-09-30 | 223401
2026-04-30 | TAS1 | Project commitment | Palmerston BESS (Akaysha) | Akaysha Energy Pty Ltd |  | Unit Status Updated From Publicly Announced To Anticipated | 223401
2026-04-30 | VIC1 | Capacity Change | Barwon Solar Farm and BESS | Elgin Energy Pty Ltd |  | Unit Aggregated AC Cap Updated From 250.00 To 125.00 | 246701
2026-04-30 | VIC1 | Capacity Change | Elaine Solar Farm and BESS | Elgin Energy Pty Ltd |  | Unit Aggregated AC Cap Updated From 125.00 To 62.50 | 233601
2026-04-30 | VIC1 | Capacity Change | Elaine Solar Farm and BESS | Elgin Energy Pty Ltd |  | Unit Aggregated AC Cap Updated From 125.00 To 62.50 | 233602
2026-04-30 | VIC1 | Capacity Change | Numurkah Solar Farm | Storenergy | NUMURSF1 | Unit Aggregated AC Cap Updated From 66.97 To 112.00 | 146101
2026-04-30 | VIC1 | Expected Closure Year | Codrington Wind Farm | PACIFIC HYDRO PTY LTD | CODRNGTON | Expected Closure Year Updated From 2026 To 2027 | 105101
2026-04-30 | VIC1 | Expected Closure Year | Crowlands Wind Farm | PACIFIC HYDRO PTY LTD | CROWLWF1 | Expected Closure Year Updated From 2044 To 2049 | 156601
2026-04-30 | VIC1 | Expected Closure Year | Elaine Solar Farm and BESS | Elgin Energy Pty Ltd |  | Expected Closure Year Updated To 2068 | 233602
2026-04-30 | VIC1 | Expected Closure Year | Hallam Road | LMS Energy Pty Ltd | HALAMRD1 | Expected Closure Year Updated From 2044 To 2060 | 108401
2026-04-30 | VIC1 | Expected Closure Year | Mortlake | Origin Energy Limited | MORTLK11 | Expected Closure Year Updated From 2047 To 2052 | 113905
2026-04-30 | VIC1 | Expected Closure Year | Mortlake | Origin Energy Limited | MORTLK12 | Expected Closure Year Updated From 2047 To 2052 | 113906
2026-04-30 | VIC1 | Expected Closure Year | Portland Wind Farm | PACIFIC HYDRO PTY LTD | PORTWF | Expected Closure Year Updated From 2040 To 2044 | 116501
2026-04-30 | VIC1 | Expected Closure Year | Portland Wind Farm | PACIFIC HYDRO PTY LTD | PORTWF | Expected Closure Year Updated From 2040 To 2044 | 116502
2026-04-30 | VIC1 | Expected Closure Year | Portland Wind Farm | PACIFIC HYDRO PTY LTD | PORTWF | Expected Closure Year Updated From 2040 To 2044 | 116503
2026-04-30 | VIC1 | Expected Closure Year | Rubicon Mountain Streams | AGL Energy Limited | RUBICON | Expected Closure Year Updated To 2057 | 117501
2026-04-30 | VIC1 | Expected Closure Year | Wonthaggi Wind Farm | Energy Developments Pty Limited | WONWP | Expected Closure Year Updated To 2040 | 123901
2026-04-30 | VIC1 | Expected Closure Year | Yarrawonga | AGL Energy Limited | YWNGAHYD | Expected Closure Year Updated To 2037 | 125601
2026-04-30 | VIC1 | Full Commercial Use Date | Delburn Wind Farm | RES Australia Pty Ltd |  | FCUD Updated To 2028-10-23 | 194901
2026-04-30 | VIC1 | Full Commercial Use Date | Elaine BESS | Akaysha Energy Pty Ltd |  | FCUD Updated From 2027-12-31 To 2027-10-16 | 252701
2026-04-30 | VIC1 | Full Commercial Use Date | Elaine Solar Farm and BESS | Elgin Energy Pty Ltd |  | FCUD Updated To 2027-07-31 | 233602
2026-04-30 | VIC1 | Full Commercial Use Date | Frasers Solar Farm | South Energy Pty Ltd |  | FCUD Updated From 2027-06-30 To 2027-11-30 | 197102
2026-04-30 | VIC1 | Full Commercial Use Date | Golden Plains Wind Farm West | TagEnergy Australia Pty Ltd |  | FCUD Updated From 2027-03-09 To 2026-08-17 | 199002
2026-04-30 | VIC1 | Full Commercial Use Date | Goorambat East Solar Farm (ENGIE) | Engie | GOESF1 | FCUD Updated From 2026-05-18 To 2026-04-21 | 279301
2026-04-30 | VIC1 | Full Commercial Use Date | Mornington BESS | Valent Energy Developments Pty Ltd | MRNBESS1 | FCUD Updated From 2026-02-28 To 2026-07-31 | 194501
2026-04-30 | VIC1 | Full Commercial Use Date | Springvale Energy Hub | THE TRUSTEE FOR SEH STAGE 1 UNIT TRUST |  | FCUD Updated From 2026-10-30 To 2028-10-30 | 281201
2026-04-30 | VIC1 | Informative note | Blue Mackerel North Offshore Wind Farm | Blue Mackerel North |  | Project has been discontinued | 311401
2026-04-30 | VIC1 | Informative note | Bunyip BESS - KCI | AMPYR Energy |  | Project has been discontinued | 319701
2026-04-30 | VIC1 | Informative note | Carwarp Solar Farm (CWSF) | CS SubCo Pty Ltd as trustee for Carwarp SF SPV | CRWARP1 | Project has been newly added with status In Commissioning | 168701
2026-04-30 | VIC1 | Informative note | Kerang Hybrid | TagEnergy Australia Pty Ltd |  | Gen Info Unit ID has been updated from 198001 | 198003
2026-04-30 | VIC1 | Informative note | Normanville Energy Park - Wind (KCI) | Westwind Development Pty Ltd |  | Project has been discontinued | 284201
2026-04-30 | VIC1 | Informative note | Orsted Gippsland A and B Windfarm | orsted_nr |  | Project has been discontinued | 262501
2026-04-30 | VIC1 | Informative note | Puzzle Range Wind Farm | Alinta Energy |  | Project has been discontinued | 295501
2026-04-30 | VIC1 | Informative note | Puzzle Range Wind Farm | Alinta Energy |  | Project has been discontinued | 295502
2026-04-30 | VIC1 | Informative note | Rubicon Solar Farm | samsung_NR |  | Project record removed - merged with Rubicon Hybrid Solar Farm and BESS (3033) | 303201
2026-04-30 | VIC1 | Informative note | Stonehaven Gas Turbines - KCI | APA Power Holdings Pty Ltd |  | Project has been discontinued | 234901
2026-04-30 | VIC1 | Informative note | Tall Tree BESS | Acciona Energy |  | Unit has been discontinued | 316002
2026-04-30 | VIC1 | Project commitment | Delburn Wind Farm | RES Australia Pty Ltd |  | Unit Status Updated From Publicly Announced To Anticipated | 194901
2026-04-30 | VIC1 | Project commitment | Glenellen Solar Farm | Glenellen Solar Farm Pty Ltd |  | Unit Status Updated From Publicly Announced To In Commissioning | 217801
2026-04-30 | VIC1 | Project commitment | Golden Plains BESS | TagEnergy Australia Pty Ltd |  | Unit Status Updated From Anticipated To Committed | 254301
2026-04-30 | VIC1 | Project commitment | Golden Plains Wind Farm East | TagEnergy Australia Pty Ltd | GPWFEST1 | Unit Status Updated From In Commissioning To In Service | 148703
2026-04-30 | VIC1 | Project commitment | Golden Plains Wind Farm East | TagEnergy Australia Pty Ltd | GPWFEST2 | Unit Status Updated From In Commissioning To In Service | 148704
2026-04-30 | VIC1 | Project commitment | Golden Plains Wind Farm East | TagEnergy Australia Pty Ltd | GPWFEST3 | Unit Status Updated From In Commissioning To In Service | 148705
2026-04-30 | VIC1 | Project commitment | Goorambat East Solar Farm (ENGIE) | Engie | GOESF1 | Unit Status Updated From Committed To In Commissioning | 279301
2026-04-30 | VIC1 | Project commitment | Hastings Generation Site | Exxon Mobil |  | Unit Status Updated From Publicly Announced To In Service | 198105
2026-04-30 | VIC1 | Project commitment | Kerang Hybrid | TagEnergy Australia Pty Ltd |  | From Publicly Announced to Anticipated | 198003
2026-04-30 | VIC1 | Project commitment | Terang BESS | FRV Services Australia Pty Ltd | TRGBESS1 | Unit Status Updated From Committed To In Commissioning | 216801
2026-04-30 | VIC1 | Site name update | Axedale Solar Farm and Battery Energy Storage System | FRV Services Australia Pty Ltd |  | Sitename Updated From Axedale SF and BESS To Axedale Solar Farm and Battery Energy Storage System | 195801
2026-04-30 | VIC1 | Site name update | Axedale Solar Farm and Battery Energy Storage System | FRV Services Australia Pty Ltd |  | Sitename Updated From Axedale SF and BESS To Axedale Solar Farm and Battery Energy Storage System | 195802
2026-04-30 | VIC1 | Site name update | Denham BESS | Valent Energy Developments Pty Ltd |  | Sitename Updated From Mornington BESS 2 To Denham BESS | 305801
2026-04-30 | VIC1 | Site name update | Fosterville Solar Farm and Battery Energy Storage System | FRV Services Australia Pty Ltd |  | Sitename Updated From Fosterville SF and BESS To Fosterville Solar Farm and Battery Energy Storage System | 224101
2026-04-30 | VIC1 | Site name update | Fosterville Solar Farm and Battery Energy Storage System | FRV Services Australia Pty Ltd |  | Sitename Updated From Fosterville SF and BESS To Fosterville Solar Farm and Battery Energy Storage System | 224102
2026-04-30 | VIC1 | Site name update | Golden Plains BESS North | TagEnergy Australia Pty Ltd |  | Sitename Updated From Golden Plains BESS 2 - KCI To Golden Plains BESS North | 319801
2026-04-30 | VIC1 | Site name update | Orsted Gippsland 01 Windfarm | Orsted |  | Sitename Updated From Orsted Gippsland C Windfarm To Orsted Gippsland 01 Windfarm | 262901
2026-04-30 | VIC1 | Site name update | Rubicon Hybrid Solar Farm and BESS | SAMSUNG C&T RENEWABLE ENERGY AUSTRALIA PTY LTD |  | Sitename Updated From Rubicon BESS To Rubicon Hybrid Solar Farm and BESS | 303301
2026-01-30 | NSW1 | Closure date | Eraring | Origin Energy Eraring Pty Ltd | ER01, ER02, ER04, ER04 | Closure date changed from 19/08/2027 to 30/04/2029
2026-01-30 | NSW1 | Expected Closure Year | Blind Creek Solar Farm and Battery Energy Storage System | Ms BCSF Holdings Pty Ltd as trustee for the Blind Creek Solar Farm Trust |  | Expected Closure Year of 2053 provided
2026-01-30 | NSW1 | Expected Closure Year | Bulabul BESS 1 | WEBESS01 ProjectCo Pty Ltd as trustee for the WEBESS01 Project Trust |  | Expected Closure Year of 2065 provided
2026-01-30 | NSW1 | Full Commercial Use Date | Calala BESS A1 | Equis Energy (Australia) Projects (Ngumi 4) Pty Ltd as trustee for the Equis Energy (Australia) Ngumi 4 Holding Trust (ABN 14 157 167 633) |  | Full Commercial Use Date changed from Feb 2027 to Dec 2026
2026-01-30 | NSW1 | Full Commercial Use Date | Calala BESS A2 | Equis Energy (Australia) Projects (Ngumi 4) Pty Ltd as trustee for the Equis Energy (Australia) Ngumi 4 Holding Trust (ABN 14 157 167 633) |  | Full Commercial Use Date changed from Feb 2027 to Dec 2026
2026-01-30 | NSW1 | Full Commercial Use Date | Marulan Solar Farm | Marulan Solar Farm Pty Ltd |  | Full Commercial Use Date changed from Dec 2025 to Dec 2027
2026-01-30 | NSW1 | Informative note | Ben Bullen BESS | Tetris Energy |  | Project discontinued
2026-01-30 | NSW1 | Informative note | Bushranger Hybrid Facility - Solar | SynCo Global |  | Project discontinued
2026-01-30 | NSW1 | Informative note | Deniliquin BESS - Storage - KCI | Enervest Pty Ltd |  | Project discontinued
2026-01-30 | NSW1 | Informative note | Glennies Creek | EDL OCI Pty Ltd | GLENNCRK | Project discontinued
2026-01-30 | NSW1 | Informative note | Gunning Solar Farm (Canadian) - Solar unit only | Canadian Solar |  | Project discontinued
2026-01-30 | NSW1 | Informative note | Hargraves BESS | Tilt Renewables DevCo Pty Ltd as the trustee for Development Hold Trust |  | Record removed - duplicated with AEMO Survey ID 3113
2026-01-30 | NSW1 | Informative note | Hume BESS | GSP Energy Pty Ltd |  | Project discontinued
2026-01-30 | NSW1 | Informative note | Kangaroo Hills Wind Farm | Origin Energy Pty Ltd |  | Project discontinued
2026-01-30 | NSW1 | Informative note | Lerida Solar Farm | Elgin EnergyP/L |  | The individual surveys for Solar/BESS have been merged into a single survey with AEMO Survey ID of 1931 one (1) connection point
2026-01-30 | NSW1 | Informative note | Mandurama BESS | tetrisenergy_nr |  | Project discontinued
2026-01-30 | NSW1 | Informative note | Mandurama Wind Farm | tetrisenergy_nr |  | Project discontinued
2026-01-30 | NSW1 | Informative note | Maules Creek BESS | FRV Services Australia Pty Ltd |  | Project discontinued
2026-01-30 | NSW1 | Informative note | Maules Creek Solar Farm | FRV Services Australia Pty Ltd |  | Project discontinued
2026-01-30 | NSW1 | Informative note | McMahons Reef Solar Farm | Enerparc Australia Pty Ltd |  | Project discontinued
2026-01-30 | NSW1 | Informative note | Mount Lambie BESS | tetrisenergy_nr |  | Project discontinued
2026-01-30 | NSW1 | Informative note | Narrabri South Solar Farm | Canadian Solar |  | Project discontinued
2026-01-30 | NSW1 | Informative note | Narrandera Solar Hybrid (PV+BESS) | Potentia Energy Group P/L |  | The individual surveys for Solar/BESS have been merged into a single survey with AEMO Survey ID of 2916 one (1) connection point
2026-01-30 | NSW1 | Informative note | Peel Valley Solar Hybrid (PV+BESS) | Potentia Energy Group P/L |  | The individual surveys for Solar/BESS have been merged into a single survey with AEMO Survey ID of 2918 one (1) connection point
2026-01-30 | NSW1 | Informative note | Rangoon Wind Farm | Rangoon Energy Park Pty Ltd |  | Project discontinued
2026-01-30 | NSW1 | Informative note | Ruby Hills North BESS | Walcha Energy Pty Ltd |  | Project discontinued
2026-01-30 | NSW1 | Informative note | Ruby Hills South BESS | Origin Energy Pty Ltd |  | Project discontinued
2026-01-30 | NSW1 | Informative note | Springdale Solar Farm | Utilacor Pty Ltd |  | Project discontinued
2026-01-30 | NSW1 | Informative note | Tenterfield Solar Farm | Enerparc Australia Pty Ltd |  | Project discontinued
2026-01-30 | NSW1 | Informative note | Upper Hunter Energy Park - Solar | Upper Hunter Energy Park Pty Ltd |  | Project discontinued
2026-01-30 | NSW1 | Informative note | Vineyard BESS | Global Power Generation Australia Pty Ltd |  | Project discontinued
2026-01-30 | NSW1 | Informative note | Wagga Wagga BESS | tetrisenergy_nr |  | Project discontinued
2026-01-30 | NSW1 | Informative note | Wee Jasper Wind Farm | tetrisenergy_nr |  | Project discontinued
2026-01-30 | NSW1 | Informative note | West Wellington Wind Farm | Mint Renewables |  | Project discontinued
2026-01-30 | NSW1 | Informative note | Yambla Range BESS | tetrisenergy_nr |  | Project discontinued
2026-01-30 | NSW1 | Informative note | Yambla Range Wind Farm | tetrisenergy_nr |  | Project discontinued
2026-01-30 | NSW1 | Project commitment | Bellambi Heights Renewables Project | Vena Energy |  | From Anticipated to Committed
2026-01-30 | NSW1 | Project commitment | Blind Creek Solar Farm and Battery Energy Storage System | Ms BCSF Holdings Pty Ltd as trustee for the Blind Creek Solar Farm Trust |  | From Anticipated to Committed*
2026-01-30 | NSW1 | Project commitment | Boggabri 1A Solar Farm | CleanPeak Energy |  | From Publicly Announced to Committed
2026-01-30 | NSW1 | Project commitment | Carag Solar Farm | Enerparc Australia Pty Ltd |  | From Publicly Announced to Committed
2026-01-30 | NSW1 | Project commitment | Dunedoo Solar Farm | ib vogt GmbH / Sun Spot 4 |  | From Publicly Announced to Anticipated
2026-01-30 | NSW1 | Project commitment | Eraring Big Battery | Origin Energy Electricity Limited |  | From In Commissioning to In Service (460 MW unit)
2026-01-30 | NSW1 | Project commitment | Goulburn River BESS | Lightsource Development Services Australia Pty Ltd |  | From Publicly Announced to Anticipated
2026-01-30 | NSW1 | Project commitment | Marulan BESS | Ratch Australia |  | From Publicly Announced to Anticipated
2026-01-30 | NSW1 | Project commitment | Marulan Solar Farm | Marulan Solar Farm Pty Ltd |  | From Publicly Announced to Anticipated.
2026-01-30 | NSW1 | Project commitment | Middlebrook Solar And BESS | Middlebrook Solar Farm Pty Ltd as trustee for MSF Project Trust |  | From Publicly Announced to Anticipated
2026-01-30 | NSW1 | Project commitment | Middlebrook Solar And BESS | Middlebrook Solar Farm Pty Ltd as trustee for MSF Project Trust |  | From Publicly Announced to Anticipated
2026-01-30 | NSW1 | Project commitment | MNC000116 - Dubbo Firming Power Station | Squadron Energy Services Pty Ltd |  | From Publicly Announced to Anticipated
2026-01-30 | NSW1 | Project commitment | Moama Solar Farm | Moama Propertyco Pty Ltd as trustee for the Moama Property Trust |  | From Publicly Announced to Anticipated
2026-01-30 | NSW1 | Project commitment | Mugga Lane Renewable Hybrid | LGIGEN | MLLFRHF1 | From Publicly Announced to Committed
2026-01-30 | NSW1 | Project commitment | New England Solar Farm BESS | ACEN AUSTRALIA |  | From Anticipated to Committed* (1 unit)
2026-01-30 | NSW1 | Project commitment | Sandy Creek Solar Farm | Sandy Creek Solar Fund Pty Ltd |  | From Publicly Announced to Anticipated
2026-01-30 | NSW1 | Project commitment | Stoney Creek BESS | Stoney Creek BESS Pty Ltd |  | From Publicly Announced to Anticipated
2026-01-30 | NSW1 | Project commitment | Stubbo Solar Farm | ACEN AUSTRALIA | STUBSF1 | From In Commissioning to In Service
2026-01-30 | NSW1 | Project commitment | Stubbo Solar Farm | ACEN AUSTRALIA | STUBSF2 | From In Commissioning to In Service
2026-01-30 | NSW1 | Project commitment | Wagga North BESS - KCI | Zebre Pty Ltd |  | From Publicly Announced to Anticipated
2026-01-30 | NSW1 | Project commitment | Wollar Solar Farm | Wollar Solar Development Pty Ltd | WOLARSF1 | From In Commissioning to In Service
2026-01-30 | NSW1 | Site name update | Boggabri 1A Solar Farm | CleanPeak Energy |  | Sitename changed from Boggabri solar and storage project to Boggabri 1A Solar Farm. Solar unit discontinued and Battery unit added
2026-01-30 | NSW1 | Site name update | Bulabul BESS 2 | WEBESS02 ProjectCo Pty Ltd as trustee for the WEBESS02 Project Trust |  | Sitename changed from Wellington BESS - Stage 2 to Bulabul BESS 2
2026-01-30 | NSW1 | Site name update | Skye Ridge Wind Farm | Origin Energy Pty Ltd |  | Sitename changed from Ruby Hills South BESS to Skye Ridge Wind Farm
2026-01-30 | QLD1 | Expected Closure Year | Blackstone BESS | FIrm Power P/L |  | Expected Closure Year of 2048 provided
2026-01-30 | QLD1 | Expected Closure Year | Callide C | Joint Venture; Callide Energy Pty Ltd and IG Power (Callide) Ltd. | CPP_3 | Expected Closure Year of 2200 provided
2026-01-30 | QLD1 | Expected Closure Year | Callide C | Joint Venture; Callide Energy Pty Ltd and IG Power (Callide) Ltd. | CPP_4 | Expected Closure Year of 2200 provided
2026-01-30 | QLD1 | Expected Closure Year | Goulburn River Solar Farm And BESS | Goulburn River Fund Pty Ltd |  | Expected Closure Year of 2052 for battery unit provided
2026-01-30 | QLD1 | Expected Closure Year | Kidston Pumped Storage Hydro Project 250MW | Genex Power Ltd | KIDSPHG1 | Expected Closure Year changed from 2105 to 2065
2026-01-30 | QLD1 | Expected Closure Year | Kidston Pumped Storage Hydro Project 250MW | Genex Power Ltd | KIDSPHG2 | Expected Closure Year changed from 2105 to 2065
2026-01-30 | QLD1 | Full Commercial Use Date | Boulder Creek Wind Farm | Boulder Creek Wind Farm Pty Ltd as trustee for BCWF Unit Trust ABN and BCWF 2 Pty Limited |  | Full Commercial Use Date changed from Nov 2027 to Dec 2027
2026-01-30 | QLD1 | Full Commercial Use Date | Kidston Pumped Storage Hydro Project 250MW | Genex Power Ltd | KIDSPHG2 | Full Commercial Use Date changed from Oct 2026 to Jan 2027
2026-01-30 | QLD1 | Full Commercial Use Date | Kidston Pumped Storage Hydro Project 250MW | Genex Power Ltd | KIDSPHG1 | Full Commercial Use Date changed from Oct 2026 to Jan 2027.
2026-01-30 | QLD1 | Full Commercial Use Date | Western Downs Battery - Stage 1 And 2 | Western Downs BESS Pty Ltd as trustee for Western Downs BESS Trust | WDBESS2 | Full Commercial Use Date changed from Dec 2025 to Mar 2026
2026-01-30 | QLD1 | Informative note | Edenvale Solar Park | Edenvale Solar Park Pty Ltd | EDENVSF1 | Record removed - duplicated with AEMO Survey ID 3169
2026-01-30 | QLD1 | Informative note | Innes Park Solar Farm | Enerparc Australia Pty Ltd |  | Project discontinued
2026-01-30 | QLD1 | Informative note | Kelsey Creek Solar Farm | tetrisenergy_nr |  | Project discontinued
2026-01-30 | QLD1 | Informative note | Kelsey Creek Solar Farm_SS | tetrisenergy_nr |  | Project discontinued
2026-01-30 | QLD1 | Informative note | Kidston Stage 3 Wind Project | Genex Power Limited |  | Project discontinued
2026-01-30 | QLD1 | Informative note | Mackenzie River Solar Farm | Mackenzie River ProjectCo Pty Ltd |  | The individual surveys for Solar/BESS have been merged into a single survey with AEMO Survey ID of 2994 one (1) connection point
2026-01-30 | QLD1 | Informative note | Mt Challenger Wind Farm | Tetris Energy |  | The individual surveys for Wind/BESS have been merged into a single survey with AEMO Survey ID of 2507 one (1) connection point
2026-01-30 | QLD1 | Informative note | QCLNG Curtis Island Electrification - KCI | QCLNG Operating Company Pty Ltd |  | Project discontinued
2026-01-30 | QLD1 | Informative note | Rangemore BESS | Tetris Energy |  | Project discontinued
2026-01-30 | QLD1 | Informative note | Rangemore Wind Farm | Tetris Energy |  | Project discontinued
2026-01-30 | QLD1 | Informative note | Riverstone Rise BESS (KCI) | Pacific Partnerships Pty Ltd |  | Project discontinued
2026-01-30 | QLD1 | Informative note | Townsville BESS | ACEnergy Pty Ltd |  | Project discontinued
2026-01-30 | QLD1 | Project commitment | Banksia Solar Farm | Venn Energy Pty / Banksia Solar Project Pty Ltd |  | From Anticipated to Committed*
2026-01-30 | QLD1 | Project commitment | Blackstone BESS | FIrm Power P/L |  | From Publicly Announced to Anticipated
2026-01-30 | QLD1 | Project commitment | Blackstone BESS 2 - KCI | FIrm Power P/L |  | From Publicly Announced to Anticipated
2026-01-30 | QLD1 | Project commitment | Boulder Creek Wind Farm | Boulder Creek Wind Farm Pty Ltd as trustee for BCWF Unit Trust ABN and BCWF 2 Pty Limited |  | From Anticipated to Committed
2026-01-30 | QLD1 | Project commitment | Brigalow GT (Kogan Creek GT) | CSE H2 Pty Ltd |  | From Publicly Announced to Anticipated
2026-01-30 | QLD1 | Project commitment | Chinchilla BESS | CSE BESS Pty Ltd | CHBESS1 | From In Commissioning to In Service
2026-01-30 | QLD1 | Project commitment | Fraser Coast Hybrid Plant | FRASER COAST SOLAR DEVELOPMENT PTY LTD |  | From Publicly Announced to Anticipated
2026-01-30 | QLD1 | Project commitment | Ganymirra Solar Power Station | Edify Energy Pty Ltd |  | From Publicly Announced to Anticipated
2026-01-30 | QLD1 | Project commitment | Guthrie’s Gap Solar Power Station | Edify Energy Pty Ltd |  | From Publicly Announced to Anticipated
2026-01-30 | QLD1 | Project commitment | Lower Wonga Solar Farm and BESS | Lower Wonga Solar Farm Pty Ltd |  | From Publicly Announced to Anticipated
2026-01-30 | QLD1 | Project commitment | Majors Creek Solar Power Station | Edify Energy Pty Ltd |  | From Publicly Announced to Anticipated
2026-01-30 | QLD1 | Project commitment | Noblevale BESS (KCI) | Zebre Pty Ltd |  | From Publicly Announced to Anticipated
2026-01-30 | QLD1 | Project commitment | Punchs Creek Renewable Energy | skylabgroup_NR |  | From Publicly Announced to Anticipated
2026-01-30 | QLD1 | Project commitment | Smoky Creek Solar Power Station | Edify Energy Pty Ltd |  | From Publicly Announced to Anticipated
2026-01-30 | QLD1 | Project commitment | Wandoan South Solar Stage 2 | TBSOL |  | From Publicly Announced to Committed
2026-01-30 | QLD1 | Site name update | Farmers Creek Energy Park | TE H2 Australia |  | Sitename changed from Bracewell Energy Park to Farmers Creek Energy Park
2026-01-30 | QLD1 | Site name update | J Pierce Road BESS | J Pierce Road BESS Pty Ltd |  | Sitename changed from Bouldercombe North BESS - Quintas to J Pierce Road BESS
2026-01-30 | QLD1 | Site name update | Magnetite Energy Hub | Private Energy Partners |  | Sitename changed from Fletcher Creek Wind Farm & BESS to Magnetite Energy Park
2026-01-30 | QLD1 | Site name update | Supernode North BESS 1 | Supernode North BESS ProjectCo Pty Ltd |  | Sitename changed from FNQ BESS 1 (KCI) to Supernode North BESS 1
2026-01-30 | QLD1 | Site name update | Supernode North BESS 2 | Supernode North BESS ProjectCo Pty Ltd |  | Sitename changed from FNQ BESS 2 (KCI) to Supernode North BESS 2
2026-01-30 | QLD1 | Site name update | Supernode North BESS 3 | Supernode North BESS ProjectCo Pty Ltd |  | Sitename changed from FNQ BESS 3 (KCI) to Supernode North BESS 3
2026-01-30 | QLD1 | Site name update | Swanbank F Station | CleanCo QLD Limited |  | Sitename changed from Swanbank BESS to Swanbank F Station
2026-01-30 | SA1 | Expected Closure Year | Carmodys Hill Wind Farm | Georgetown Hills Renewable Energy Pty Ltd as trustee for the Georgetown Hills Renewable Energy Trust |  | Expected Closure Year of 2029 provided
2026-01-30 | SA1 | Full Commercial Use Date | Clements Gap - BESS | Pacific Hydro Clements Gap Pty Ltd | CGBESS01 | Full Commercial Use Date changed from May 2026 to Jan 2026
2026-01-30 | SA1 | Full Commercial Use Date | Mannum BESS | Mannum Stage 2 Battery SubCo Pty Ltd as Trustee for The Mannum Stage 2 Battery Unit Trust |  | Full Commercial Use Date changed from Sep 2025 to Jan 2026
2026-01-30 | SA1 | Full Commercial Use Date | Summerfield BESS | CI Summerfield BESS Pty Ltd (ACN 656 223 773) as trustee for the CI Summerfield BESS Trust |  | Full Commercial Use Date changed from Dec 2025 to Nov 2026
2026-01-30 | SA1 | Informative note | Adelaide Desalination Plant | South Australian Water Corporation | ADPPV3 | Record removed from publication by participant
2026-01-30 | SA1 | Informative note | Ceduna BESS | tetrisenergy_nr |  | Project discontinued
2026-01-30 | SA1 | Informative note | Ceduna Solar Farm | tetrisenergy_nr |  | Project discontinued
2026-01-30 | SA1 | Informative note | Ceduna Wind Farm | tetrisenergy_nr |  | Project discontinued
2026-01-30 | SA1 | Informative note | Cultana Solar Farm | Cultana Solar Project Company Pty Ltd as trustee for the Cultana Solar Farm Trust |  | Project discontinued
2026-01-30 | SA1 | Informative note | Davenport BESS | Green Gold Energy Pty Ltd |  | Project discontinued
2026-01-30 | SA1 | Informative note | Yorke Peninsula Wind Farm | Yorke Peninsula Wind Farm Project Pty Ltd |  | Project discontinued
2026-01-30 | SA1 | Informative note | Yumali BESS | tetrisenergy_nr |  | Project discontinued
2026-01-30 | SA1 | Project commitment | Carmodys Hill BESS | Georgetown Hills Renewable Energy Pty Ltd as trustee for the Georgetown Hills Renewable Energy Trust |  | From Publicly Announced to Anticipated
2026-01-30 | SA1 | Project commitment | Carmodys Hill Wind Farm | Georgetown Hills Renewable Energy Pty Ltd as trustee for the Georgetown Hills Renewable Energy Trust |  | From Publicly Announced to Committed
2026-01-30 | SA1 | Project commitment | Emeroo BESS | Potentia Energy Pty Ltd |  | From Publicly Announced to Anticipated
2026-01-30 | SA1 | Project commitment | Goyder BESS | Neoen Australia Pty Ltd |  | From Publicly Announced to Anticipated
2026-01-30 | SA1 | Project commitment | Lindley BESS | SynCo Global |  | From Publicly Announced to Anticipated
2026-01-30 | SA1 | Project commitment | Mannum BESS | Mannum Stage 2 Battery SubCo Pty Ltd as Trustee for The Mannum Stage 2 Battery Unit Trust |  | From Anticipated to In Service
2026-01-30 | SA1 | Project commitment | Pelican Point BESS | Engie |  | From Publicly Announced to Committed*
2026-01-30 | SA1 | Project commitment | Summerfield BESS | CI Summerfield BESS Pty Ltd (ACN 656 223 773) as trustee for the CI Summerfield BESS Trust |  | From Publicly Announced to Committed
2026-01-30 | SA1 | Project commitment | Tailem Bend Stage 3 | TBSOL |  | From Anticipated to Committed
2026-01-30 | SA1 | Site name update | MegaLink BESS | SynCo Global |  | Sitename changed from Bundy Energy Hub A (BESS) to MegaLink BESS
2026-01-30 | SA1 | Site name update | MegaLink BESS | SynCo Global |  | Sitename changed from Bundy Energy Hub B (BESS) to MegaLink BESS
2026-01-30 | SA1 | Site name update | Northern Battery | Green Gold Energy Pty Ltd |  | Sitename changed from Port Paterson BESS to Northern Battery
2026-01-30 | VIC1 | Expected Closure Year | Bennetts Creek BESS | Bennetts Creek Energy Project Pty Ltd in its capacity as Trustee for the Bennetts Creek Energy Project Trust |  | Expected Closure Year changed from 2047 to 2048
2026-01-30 | VIC1 | Expected Closure Year | Berrybank Wind Farm | Berrbank Development Pty ltd | BRYB1WF1 | Expected Closure Year changed from 2050 to 2051
2026-01-30 | VIC1 | Informative note | Altona BESS | Ausnet Transmission Group Pty Ltd |  | Project discontinued
2026-01-30 | VIC1 | Informative note | Birkins Solar Farm - Storage - KCI | FRV Services Australia Pty Ltd |  | Project discontinued
2026-01-30 | VIC1 | Informative note | Carwarp Solar Farm - Stage I | Canadian Solar (Australia) Pty Ltd |  | Project discontinued
2026-01-30 | VIC1 | Informative note | Carwarp Solar Farm - Stage II | Canadian Solar (Australia) Pty Ltd |  | Project discontinued
2026-01-30 | VIC1 | Informative note | Clayton | EDL LFG Vic Pty Ltd |  | Retired
2026-01-30 | VIC1 | Informative note | Elaine BESS | Elaine ProjectCo Pty Ltd |  | Expected Closure Year of 2069 provided
2026-01-30 | VIC1 | Informative note | Haunted Gully BESS - KCI | Vena Energy Services (Australia) Pty Ltd |  | Project discontinued
2026-01-30 | VIC1 | Informative note | Kut Wut Brataualung | Kut-Wut Brataualung Pty Ltd as trustee for the Kut-Wut Brataualung Trust |  | Project discontinued
2026-01-30 | VIC1 | Informative note | Lambing Gully BESS | tetrisenergy_nr |  | Project discontinued
2026-01-30 | VIC1 | Informative note | Lambing Gully Wind Farm | tetrisenergy_nr |  | Project discontinued
2026-01-30 | VIC1 | Informative note | Latrobe Solar Farm | Canadian Solar (Australia) Pty Ltd |  | Project discontinued
2026-01-30 | VIC1 | Informative note | Mokoan Solar Farm (1999) | EE Solar 6 Pty Ltd as trustee for EE Solar 6 Trust | MOKOSF1 | Original survey record (AEMO Survey Id 1999) resurrected. Record with AEMO Survey ID 2939 deleted
2026-01-30 | VIC1 | Informative note | Mount Fyans | Woolnorth Wind Farm Holding |  | Project discontinued
2026-01-30 | VIC1 | Informative note | Puzzle Range Wind Farm | tetrisenergy_nr |  | The individual surveys for Wind/BESS have been merged into a single survey with AEMO Survey ID of 2955 one (1) connection point
2026-01-30 | VIC1 | Informative note | Ravenswood BESS | FRV Services Australia |  | Project discontinued
2026-01-30 | VIC1 | Informative note | Ravenswood Solar Farm - FRV | FRV Services Australia |  | Project discontinued
2026-01-30 | VIC1 | Informative note | Riverside BESS - Storage - KCI | Enervest Pty Ltd |  | Project discontinued
2026-01-30 | VIC1 | Informative note | Stanhope Solar and BESS Project | FRV Services Australia |  | The individual surveys for Solar/BESS have been merged into a single survey with AEMO Survey ID of 2581 one (1) connection point
2026-01-30 | VIC1 | Informative note | Stanhope Solar and BESS Project | Globird Energy Pty Ltd |  | The individual surveys for Solar/BESS have been merged into a single survey with AEMO Survey ID of 2581 one (1) connection point
2026-01-30 | VIC1 | Informative note | Toolern Vale BESS | tetrisenergy_nr |  | Project discontinued
2026-01-30 | VIC1 | Informative note | Toolern Vale Solar Farm | tetrisenergy_nr |  | Project discontinued
2026-01-30 | VIC1 | Informative note | Toolern Vale Solar Farm_SS | tetrisenergy_nr |  | Project discontinued
2026-01-30 | VIC1 | Project commitment | Baranduda Electrical Energy Reserve | Birdwood Energy Reserve Pty Ltd (ACN 658 507 441) as Trustee for Birdwood Energy Reserve Trust | BEER01 | From Publicly Announced to Anticipated
2026-01-30 | VIC1 | Project commitment | Barwon Solar Farm and BESS | Elgin Energy Pty Ltd |  | From Publicly Announced to Anticipated - Solar unit only
2026-01-30 | VIC1 | Project commitment | Bennetts Creek BESS | Bennetts Creek Energy Project Pty Ltd in its capacity as Trustee for the Bennetts Creek Energy Project Trust |  | From Anticipated to Committed
2026-01-30 | VIC1 | Project commitment | Derby Solar Farm And BESS | DERBY SOLAR PROJECT PTY LTD |  | From Publicly Announced to Anticipated
2026-01-30 | VIC1 | Project commitment | Elaine Solar Farm and BESS | Elgin Energy Pty Ltd |  | From Publicly Announced to Anticipated
2026-01-30 | VIC1 | Project commitment | Elaine Solar Farm and BESS | Elgin Energy Pty Ltd |  | From Publicly Announced to Anticipated
2026-01-30 | VIC1 | Project commitment | Golden Plains Wind Farm West | Golden Plains WF2 Unit Trust |  | From Publicly Announced to Committed
2026-01-30 | VIC1 | Project commitment | Kerang Solar Plant | Kerang Solar Plant Pty Ltd |  | From Publicly Announced to In Service
2026-01-30 | VIC1 | Project commitment | Pine Lodge BESS | ENERGY STORAGE PROJECT NO 6 PTY LTD |  | From Anticipated to Committed*
2026-01-30 | VIC1 | Project commitment | Springvale Energy Hub | progresspower_nr |  | From Publicly Announced to Anticipated
2026-01-30 | VIC1 | Project commitment | Terang BESS | FRV | TRGBESS | From Anticipated to Committed
2026-01-30 | VIC1 | Project commitment | West Mokoan Solar Farm and BESS | West Mokoan Solar Farm |  | From Publicly Announced to Anticipated
2026-01-30 | VIC1 | Project commitment | West Mokoan Solar Farm and BESS | West Mokoan Solar Farm |  | From Publicly Announced to Anticipated
2026-01-30 | VIC1 | Project commitment | Woolsthorpe Wind Farm | Woolsthorpe Wind Farm Pty Ltd |  | From Publicly Announced to Anticipated
2026-01-30 | VIC1 | Site name update | Strathbogie Ranges Wind Farm | Seymour Wind Pty Ltd |  | Sitename changed from Seymour Wind Farm to Strathbogie Ranges Wind Farm
2025-10-31 | NSW1 | Closure date | Calala Battery Energy Storage System 1 (CABESS1) | The Trustee for Calala A1 Asset Trust |  | Expected closure year 2052 provided
2025-10-31 | NSW1 | Closure date | Calala Battery Energy Storage System 2 (CABESS2) | The Trustee for Calala A1 Asset Trust |  | Expected closure year 2052 provided
2025-10-31 | NSW1 | Closure date | Liddell BESS | MACQGEN |  | Expected closure year 2046 provided
2025-10-31 | NSW1 | Closure date | Limondale BESS | LIMONDALE BATTERY PTY. LTD | LIMBESS1 | Expected closure year 2046 provided
2025-10-31 | NSW1 | Closure date | Orana BESS | Wellington Battery ProjectCo Pty Ltd |  | Expected closure year 2066 provided
2025-10-31 | NSW1 | Closure date | Smithfield BESS | Smithfield BESS Pty Limited | SMTHBES1 | Expected closure year 2040 provided
2025-10-31 | NSW1 | Closure date | Snowy 2.0. | Snowy Hydro Ltd |  | Expected closure year 2129 provided
2025-10-31 | NSW1 | Informative note | Bowen PHES - KCI | Blue Hydro Project Pty Ltd |  | Project discontinued. KCI application withdrawn
2025-10-31 | NSW1 | Informative note | Central West Pumped Hydro | ATCO Australia Pumped Hydro Pty Ltd |  | Project discontinued
2025-10-31 | NSW1 | Informative note | Cooma Solar Farm (Lightsource) | Lightsource Development Services Australia Pty Ltd |  | Project discontinued
2025-10-31 | NSW1 | Informative note | Hunter Power Station | Snowy Hydro Limited | HUNTER1 | FCUD Updated from Aug to Nov 2025
2025-10-31 | NSW1 | Informative note | Hunter Power Station | Snowy Hydro Limited | HUNTER2 | FCUD Updated from Sep to Dec 2025
2025-10-31 | NSW1 | Informative note | Juno BESS | Tilt Renewables Australia Pty Ltd |  | Project discontinued
2025-10-31 | NSW1 | Informative note | Juno Wind Farm | Tilt Renewables Australia Pty Ltd |  | Project discontinued
2025-10-31 | NSW1 | Informative note | Morundah Battery Storage | Photon Energy Engineering Australia Pty Ltd. |  | Project discontinued
2025-10-31 | NSW1 | Informative note | Morundah Solar Power Plant (Thermal) | Photon Energy Engineering Australia Pty Ltd. |  | Project discontinued. KCI application withdrawn
2025-10-31 | NSW1 | Informative note | Muswellbrook PRO BESS | Penso Power Australia P/L |  | Project discontinued
2025-10-31 | NSW1 | Informative note | Quorn Park Solar Hybrid - Battery | Quorn Park Solar Hybrid Pty Ltd as the trustee for Quorn Park Solar Hybrid Trust |  | Expected closure year 2045 provided. FCUD Updated from Jan to Dec 2026
2025-10-31 | NSW1 | Informative note | Quorn Park Solar Hybrid - Solar | Quorn Park Solar Hybrid Pty Ltd as the trustee for Quorn Park Solar Hybrid Trust |  | Expected closure year 2055 provided. FCUD Updated from Feb to Dec 2026
2025-10-31 | NSW1 | Informative note | Springdale Solar Farm - KCI | RES Australia Pty Ltd |  | Project discontinued - duplicated with 1560
2025-10-31 | NSW1 | Informative note | Tabulam Solar Farm | Elgin Energy Pty Ltd |  | Project discontinued
2025-10-31 | NSW1 | Informative note | The Plains - Solar, Wind and BESS | Engie |  | Project discontinued
2025-10-31 | NSW1 | Informative note | Wagga North Battery Energy Storage System | AE BESS 2 Pty Ltd |  | Removed as duplicated with 2817
2025-10-31 | NSW1 | Informative note | Waratah Super Battery | Munmorah Battery ProjectCo Pty Ltd | WTAHB1 | Expected closure year 2065 provided. FCUD Updated from Aug to Nov 2025
2025-10-31 | NSW1 | Informative note | Wellington North BESS - KCI | Lightsource Development Services Australia Pty Ltd |  | Project discontinued
2025-10-31 | NSW1 | Informative note | West Wyalong BESS | Lightsource BP |  | Project discontinued
2025-10-31 | NSW1 | Project commitment | Bellambi Heights Renewables Project | Vena Energy |  | From Publicly Announced to Anticipated
2025-10-31 | NSW1 | Project commitment | Blind Creek Solar Farm and Battery Energy Storage System - BESS | Ms BCSF Holdings Pty Ltd as trustee for the Blind Creek Solar Farm Trust |  | From Publicly Announced to Anticipated
2025-10-31 | NSW1 | Project commitment | Blind Creek Solar Farm and Battery Energy Storage System - Solar | Ms BCSF Holdings Pty Ltd as trustee for the Blind Creek Solar Farm Trust |  | From Publicly Announced to Anticipated
2025-10-31 | NSW1 | Project commitment | Bulabul BESS - Stage 1 | AMPYR Australia |  | From Publicly Announced to Committed
2025-10-31 | NSW1 | Project commitment | Capital Battery | Capital Battery Pty Ltd | CAPBES1 | From In Commissioning to In Service
2025-10-31 | NSW1 | Project commitment | Crookwell 3 Wind Farm | Crookwell 3 Development Pty Ltd | CROOKWF3 | From In Commissioning to In Service
2025-10-31 | NSW1 | Project commitment | Culcairn Solar Farm | Culcairn Solar Farm Pty Ltd as trustee for Culcairn Solar Farm Trust | CUSF1 | From Committed to In Commissioning
2025-10-31 | NSW1 | Project commitment | Eraring Big Battery - 0 MW unit | Origin Energy Electricity Limited | ERB01 | From Committed to Committed*
2025-10-31 | NSW1 | Project commitment | Eraring Big Battery - 240 MW unit | Origin Energy Electricity Limited | ERB01 | From Anticipated to Committed
2025-10-31 | NSW1 | Project commitment | Eraring Big Battery - 460 MW unit | Origin Energy Electricity Limited | ERB01 | From Committed* to In Commissioning
2025-10-31 | NSW1 | Project commitment | Goulburn River Solar Farm And BESS - BESS | Goulburn River Fund Pty Ltd |  | From Publicly Announced to Committed
2025-10-31 | NSW1 | Project commitment | Hunter Power Station | Snowy Hydro Limited | HUNTER1 | From Committed to In Commissioning
2025-10-31 | NSW1 | Project commitment | Hunter Power Station | Snowy Hydro Limited | HUNTER2 | From Committed to In Commissioning
2025-10-31 | NSW1 | Project commitment | Mulwala Solar Farm | ESCO Solar Farm 1 Pty Ltd as trustee for the ESCO Solar Farm 1 Trust |  | From Publicly Announced to Committed
2025-10-31 | NSW1 | Project commitment | Riverina Solar Farm | Riverina Solar Pty Ltd |  | Project discontinued from Committed
2025-10-31 | NSW1 | Project commitment | Tilbuster Solar Farm | EP Sunspot 5 |  | Survey update by participant led to the unit status to change backwards to Anticipated
2025-10-31 | NSW1 | Project commitment | Tomago BESS | AGL |  | From Publicly Announced to Anticipated
2025-10-31 | NSW1 | Project commitment | Walla Walla Solar Farm | FRV Australia (Walla Walla Asset Co Pty Ltd (ACN 634 728 868) as trustee for the Walla Walla Asset Trust) | WLWLSF1 | From In Commissioning to In Service
2025-10-31 | NSW1 | Project commitment | Walla Walla Solar Farm | FRV Australia (Walla Walla Asset Co Pty Ltd (ACN 634 728 868) as trustee for the Walla Walla Asset Trust) | WLWLSF2 | From In Commissioning to In Service
2025-10-31 | NSW1 | Project commitment | Williamsdale BESS | EKU Energy |  | From Publicly Announced to Committed*
2025-10-31 | NSW1 | Project commitment | Wollar Solar Farm | Wollar Solar Development Pty Ltd | WOLARSF1 | FCUD Updated from May to Oct 2025. From Committed to In Commissioning
2025-10-31 | NSW1 | Project commitment | Yanco BESS | Acenergy Pty Ltd |  | From Publicly Announced to Anticipated
2025-10-31 | QLD1 | Closure date | Brendale BESS | Brendale Battery ProjectCo Pty Lt |  | Expected closure year 2066 provided
2025-10-31 | QLD1 | Closure date | Bundaberg Solar Farm | Bundaberg Development Pty Ltd |  | Expected closure year 2055 provided
2025-10-31 | QLD1 | Closure date | Gladstone | Gladstone Power Station Participants | GSTONE1 | Expected closure year updated from 2033 to 2029, closure date of 31/03/2029 advised
2025-10-31 | QLD1 | Closure date | Gladstone | Gladstone Power Station Participants | GSTONE2 | Expected closure year updated from 2033 to 2029, closure date of 31/03/2029 advised
2025-10-31 | QLD1 | Closure date | Gladstone | Gladstone Power Station Participants | GSTONE3 | Expected closure year updated from 2033 to 2029, closure date of 31/03/2029 advised
2025-10-31 | QLD1 | Closure date | Gladstone | Gladstone Power Station Participants | GSTONE4 | Expected closure year updated from 2033 to 2029, closure date of 31/03/2029 advised
2025-10-31 | QLD1 | Closure date | Gladstone | Gladstone Power Station Participants | GSTONE5 | Expected closure year updated from 2033 to 2029, closure date of 31/03/2029 advised
2025-10-31 | QLD1 | Closure date | Gladstone | Gladstone Power Station Participants | GSTONE6 | Expected closure year updated from 2033 to 2029, closure date of 31/03/2029 advised
2025-10-31 | QLD1 | Informative note | Baking Board Battery Storage - KCI | Solar Projects Australia Pty Ltd |  | Project discontinued. KCI application withdrawn
2025-10-31 | QLD1 | Informative note | Baking Board Solar Farm - KCI | Solar Projects Australia Pty Ltd |  | Project discontinued. KCI application withdrawn
2025-10-31 | QLD1 | Informative note | Broadsound Solar Farm | Broadsound Solar Farm Pty Ltd |  | Expected closure year 2056 provided. FCUD Updated from Jan 2027 to Aug 2026
2025-10-31 | QLD1 | Informative note | Calvale BESS | Lightsource BP |  | Project record removed - merged with survey for Solar Farm
2025-10-31 | QLD1 | Informative note | Collinsville Coal Fired Power Station Project - KCI | Shine Energy |  | Project discontinued. KCI application withdrawn
2025-10-31 | QLD1 | Informative note | Kidston Pumped Storage Hydro Project 250MW | Genex Power Ltd |  | FCUD updated from Jam to Oct 2026
2025-10-31 | QLD1 | Informative note | Koolunga Battery Energy Storage System 2 | Equis Energy (Australia) Projects (Ngumi 6) Pty Ltd as trustee for the Equis Energy (Australia) Ngumi 6 Asset Trust |  | Project record removed - merged with survey for Koolunga Battery Energy Storage System 1
2025-10-31 | QLD1 | Informative note | Lockyer BESS - KCI | Lockyer Energy Management Pty |  | Project discontinued. KCI application withdrawn
2025-10-31 | QLD1 | Informative note | Lower Wonga Solar Farm and BESS | Lower Wonga Solar Farm Pty Ltd |  | Battery unit added
2025-10-31 | QLD1 | Informative note | Mica Creek Solar Farm | APA Group |  | Project discontinued
2025-10-31 | QLD1 | Informative note | Oaky Creek | EDL OCI Pty Ltd | OAKYCREK | Unit status changed from 'In Service' to 'Withdrawn - Permanent'
2025-10-31 | QLD1 | Informative note | Oaky Creek | EDL OCI Pty Ltd | OAKYCREK | Unit status changed from 'In Service' to 'Withdrawn - Permanent'
2025-10-31 | QLD1 | Informative note | Oaky Creek 2 | EDL OCI PTY LTD | OAKY2 | Unit status changed from 'In Service' to 'Withdrawn - Permanent'
2025-10-31 | QLD1 | Informative note | Tarong BESS - Stanwell | Stanwell Corporation Limited | TARBESS1 | Expected closure year 2045 provided. FCUD Updated from Aug to Dec 2025
2025-10-31 | QLD1 | Informative note | Western Downs Battery - Stage 1 And 2 | Western Downs BESS Pty Ltd as trustee for Western Downs BESS Trust | WDBESS2 | New unit added to the survey
2025-10-31 | QLD1 | Informative note | Woolooga BESS | Woolooga BESS Fund Pty Limited as trustee for the Woolooga BESS Trust |  | FCUD Updated from Jun to Sep 2026
2025-10-31 | QLD1 | Project commitment | Aldoga BESS Stage 1 | Acciona Energy Australia Global |  | Survey update by participant led to the unit status to change from Anticipated to Publicly Announced
2025-10-31 | QLD1 | Project commitment | Aldoga Solar Farm | Acciona Energy Australia Global Pty Ltd | ALDGASF1 | From Anticipated to In Service
2025-10-31 | QLD1 | Project commitment | Gunsynd Solar Farm | Progressive Renewable Developments Goondiwindi Pty Ltd (ACN 629 560 621) as trustee for the Gunsynd Solar Farm Project Trust |  | From Publicly Announced to Committed
2025-10-31 | QLD1 | Project commitment | Kaban Wind Farm | Kaban Wind Farm Trust | KABANWF1 | From In Commissioning to In Service
2025-10-31 | QLD1 | Project commitment | MacIntyre Wind Farm | Macintyre Windfarm Pty Ltd and Arc Energy Macintyre Pty Ltd | MCINTYR1 | From Committed* to In Commissioning
2025-10-31 | QLD1 | Project commitment | Teebar Creek Battery Storage - KCI | ATMOS DEVELOPMENTS PTY LTD |  | From Publicly Announced to Anticipated
2025-10-31 | SA1 | Closure date | Blyth BESS | Blyth Battery P/L as trustee for Blyth Battery Trust | BLYTHB1 | Expected closure year 2046 provided
2025-10-31 | SA1 | Closure date | Clements Gap - BESS | Pacific Hydro Clements Gap Pty Ltd |  | Expected closure year 2046 provided
2025-10-31 | SA1 | Closure date | Templers BESS | ZEBRE Pty Ltd | TEMPB1 | Expected closure year updated from 2049 to 2050
2025-10-31 | SA1 | Closure date | Torrens Island B | AGL SA Generation Pty Limited | TORRB2 | Expected closure year updated from 2026 to 2028
2025-10-31 | SA1 | Closure date | Torrens Island B | AGL SA Generation Pty Limited | TORRB3 | Expected closure year updated from 2026 to 2028
2025-10-31 | SA1 | Closure date | Torrens Island B | AGL SA Generation Pty Limited | TORRB4 | Expected closure year updated from 2026 to 2028
2025-10-31 | SA1 | Informative note | Bungama Solar - Solar | Bungama Solar |  | Expected closure year 2056 provided. FCUD Updated from Apr to May 2026
2025-10-31 | SA1 | Project commitment | Christies Beach Wastewater Treatment Plant | South Australian Water Corporation | CBWWBA1 | From In Commissioning to In Service
2025-10-31 | SA1 | Project commitment | Christies Beach Wastewater Treatment Plant | South Australian Water Corporation | CBWWPV1 | From In Commissioning to In Service
2025-10-31 | SA1 | Project commitment | Goyder North Wind Farm | Neoen Australia |  | From Publicly Announced to Anticipated
2025-10-31 | SA1 | Project commitment | Goyder South Wind Farm 1A | Goyder Wind Farm 1A Pty Ltd as trustee for Goyder Wind Farm 1A Trust | GSWF1A | From In Commissioning to In Service
2025-10-31 | SA1 | Project commitment | Goyder South Wind Farm 1B | Goyder Wind Farm 1B Pty Ltd as trustee for Goyder Wind Farm 1B Trust | GSWF1B1 | From In Commissioning to In Service
2025-10-31 | SA1 | Project commitment | Mannum BESS | Mannum Stage 2 Battery SubCo Pty Ltd as Trustee for The Mannum Stage 2 Battery Unit Trust | MANNUMB1 | From Anticipated to In Service
2025-10-31 | SA1 | Project commitment | Reeves Plains Power Station BESS | Alinta Energy (Reeves Plains) Pty Ltd |  | From Publicly Announced to Anticipated
2025-10-31 | SA1 | Project commitment | Solar River Solar And BESS Project | Zen Energy Retail Pty Ltd |  | From Publicly Announced to Anticipated
2025-10-31 | SA1 | Project commitment | Tailem Bend Battery Project | Vena Energy | TB2B1 | From Committed to In Commissioning
2025-10-31 | SA1 | Project commitment | Tailem Bend Stage 3 | TBSOL |  | From Publicly Announced to Anticipated
2025-10-31 | VIC1 | Closure date | Goorambat East Solar Farm (ENGIE) | Engie | GOESF1 | Expected closure year 2061 provided
2025-10-31 | VIC1 | Closure date | Horsham Solar Farm | ESCO SOLAR FARM 7 PTY LTD |  | Expected closure year 2066 provided
2025-10-31 | VIC1 | Closure date | Koorangie Energy Storage System | Shell Energy | KESSB1 | Expected closure year 2055 provided
2025-10-31 | VIC1 | Closure date | LaTrobe Valley BESS | Tilt Renewables Australia Pty Ltd | LVES1 | Expected closure year 2045 provided
2025-10-31 | VIC1 | Closure date | Mornington BESS | Mornington BESS Project Pty Ltd as Trustee of Mornington BESS Project Trust |  | Expected closure year 2046 provided
2025-10-31 | VIC1 | Informative note | Barwon Solar Farm & BESS | Elgin Energy Pty Ltd |  | Region corrected from NSW1 to VIC1
2025-10-31 | VIC1 | Informative note | Broken Creek Solar Farm - KCI | BSR EPC Pty Limited |  | Project discontinued
2025-10-31 | VIC1 | Informative note | Fulham Solar Farm And BESS | Fulham Solar Farm Pty Ltd (ATF Fulham Solar Farm Trust) |  | Expected closure year 2063 provided. FCUD Updated from Jan 2028 to Sep 2027
2025-10-31 | VIC1 | Informative note | Melbourne Renewable Energy Complex | Elgin Energy Pty Ltd |  | Project discontinued
2025-10-31 | VIC1 | Informative note | Melbourne Solar Farm - KCI | Emergent Technologies |  | Project discontinued
2025-10-31 | VIC1 | Informative note | Mortlake Battery | BORAL |  | Expected closure year 2056 provided. FCUD Updated from Mar 2027 to Jul 2026
2025-10-31 | VIC1 | Informative note | Willowvale Solar Farm - KCI | Elgin Energy Pty Ltd |  | Project discontinued
2025-10-31 | VIC1 | Project commitment | Cohuna Solar Farm | Cohuna Solar Farm Pty Ltd as trustee for the Cohuna Solar Farm Trust | COHUNSF1 | From In Commissioning to In Service
2025-10-31 | VIC1 | Project commitment | Derby Solar Farm & BESS | DERBY SOLAR PROJECT PTY LTD |  | Survey update by participant led to the unit status to change from Anticipated to Publicly Announced
2025-10-31 | VIC1 | Project commitment | Elaine BESS | Elaine ProjectCo Pty Ltd |  | From Publicly Announced to Committed
2025-10-31 | VIC1 | Project commitment | Girgarre Solar Farm | Giragarre Solar Farm Pty Ltd as trustee for Giragarre Solar Farm Trust |  | From In Commissioning to In Service
2025-10-31 | VIC1 | Project commitment | Gnarwarre BESS Facility | FRV SA Pty Ltd | GANNB1 | From Anticipated to Committed
2025-10-31 | VIC1 | Project commitment | Joel Joel BESS | ACEnergy Pty Ltd |  | From Publicly Announced to Anticipated
2025-10-31 | VIC1 | Project commitment | Kerang Solar Plant | Kerang Solar Plant Pty Ltd | KERNGSP1 | From Publicly Announced to In Service
2025-10-31 | VIC1 | Project commitment | Koorangie Energy Storage System | Shell Energy | KESSB1 | From Committed to In Service
2025-10-31 | VIC1 | Project commitment | Lancaster Solar Farm | Lancaster Solar Farm Pty Ltd as trustee for the Lancaster Solar Farm Trust |  | From Anticipated to Committed
2025-10-31 | VIC1 | Project commitment | LaTrobe Valley BESS | Tilt Renewables Australia Pty Ltd | LVES1 | From Committed to In Service
2025-10-31 | VIC1 | Project commitment | Little River BESS | ACEnergy Pty Ltd |  | From Publicly Announced to Anticipated
2025-10-31 | VIC1 | Project commitment | Melbourne Renewable Energy Hub Connection A1 | Equis Energy (Australia) Projects (MREH A1 AssetCo) Pty Ltd (ACN 669 645 461) as The Trustee for Equis Energy (Australia) MREH A1 Asset Trust (ABN 92 607 537 147) | MREHA1 | From Committed to In Service
2025-10-31 | VIC1 | Project commitment | Melbourne Renewable Energy Hub Connection A2 | Equis Energy (Australia) Projects (MREH A2 AssetCo) Pty Ltd (ACN 669 645 489) as The Trustee for Equis Energy (Australia) MREH A2 Asset Trust (ABN 34 770 707 887) | MREHA2 | From Committed to In Service
2025-10-31 | VIC1 | Project commitment | Melbourne Renewable Energy Hub Connection A3 | Equis Energy (Australia) Projects (MREH A3 AssetCo) Pty Ltd (ACN 669 645 514) as The Trustee for Equis Energy (Australia) MREH A3 Asset Trust (ABN 47 920 042 214) | MREHA3 | From Committed to In Service
2025-10-31 | VIC1 | Project commitment | Mokoan Solar Farm (1999) | EE Solar 6 Pty Ltd as trustee for EE Solar 6 Trust | MOKOSF1 | From In Commissioning to In Service
2025-10-31 | VIC1 | Project commitment | Ryan Corner Wind Farm | Ryan Corner Development Pty Ltd | RYANCWF1 | From In Commissioning to In Service
2025-10-31 | VIC1 | Project commitment | Winton North Solar Farm | EE Solar 12 Pty Ltd as trustee for the EE Solar 12 Trust |  | From Publicly Announced to Anticipated
2025-10-31 | VIC1 | Project commitment | Woolsthorpe Wind Farm | Woolsthorpe Wind Farm Pty Ltd |  | Survey update by participant led to the unit status to change from Anticipated to Publicly Announced
2025-10-31 |  | Site name update | ACT BESS |  |  | Name update from Queanbeyan BESS to ACT BESS
2025-10-31 |  | Site name update | Bendemeer Renewable Energy Hub - Solar And BESS |  |  | Name update from Bendemeer Renewable Energy Hub - Solar - KCI to Bendemeer Renewable Energy Hub - Solar And BESS
2025-10-31 |  | Site name update | Bendemeer Renewable Energy Hub - Solar And BESS |  |  | Name update from Bendemeer Renewable Energy Hub - Storage - KCI to Bendemeer Renewable Energy Hub - Solar And BESS
2025-10-31 |  | Site name update | Bulabul BESS - Stage 1 |  |  | Name update from Wellington BESS - Stage 1 to Bulabul BESS - Stage 1
2025-10-31 |  | Site name update | Deepwater Hybrid Facility |  |  | Name update from Deepwater BESS to Deepwater Hybrid Facility
2025-10-31 |  | Site name update | Deepwater Hybrid Facility |  |  | Name update from Deepwater Solar Farm to Deepwater Hybrid Facility
2025-10-31 |  | Site name update | Goorambat BESS (LightsourceBP) |  |  | Name update from Goorambat BESS (Lighthouse) to Goorambat BESS (LightsourceBP)
2025-10-31 |  | Site name update | Goyder North Wind Farm |  |  | Name update from Goyder North Renewable Energy Facility to Goyder North Wind Farm
2025-10-31 |  | Site name update | Gundary Solar Farm and BESS |  |  | Name update from Gundary Solar Farm - KCI to Gundary Solar Farm and BESS
2025-10-31 |  | Site name update | Joel Joel BESS |  |  | Name update from Joel BESS to Joel Joel BESS
2025-10-31 |  | Site name update | Kerang Battery Plant |  |  | Name update from Kerang BESS (BSR) to Kerang Battery Plant
2025-10-31 |  | Site name update | Koolunga Battery Energy Storage System |  |  | Name update from Koolunga Battery Energy Storage System 1 to Koolunga Battery Energy Storage System
2025-10-31 |  | Site name update | Lower Wonga Solar Farm and BESS |  |  | Name update from Lower Wonga Solar Farm (LightsourceBP) to Lower Wonga Solar Farm and BESS
2025-10-31 |  | Site name update | Majors Creek Solar Power Station |  |  | Name update from Majors Creek Solar And BESS to Majors Creek Solar Power Station
2025-10-31 |  | Site name update | Melbourne Renewable Energy Hub Connection A1 |  |  | Name update from Melbourne Renewable Energy Hub - Side A to Melbourne Renewable Energy Hub Connection A1
2025-10-31 |  | Site name update | Melbourne Renewable Energy Hub Connection A2 |  |  | Name update from Melbourne Renewable Energy Hub - Side A to Melbourne Renewable Energy Hub Connection A2
2025-10-31 |  | Site name update | Melbourne Renewable Energy Hub Connection A3 |  |  | Name update from Melbourne Renewable Energy Hub - Side A to Melbourne Renewable Energy Hub Connection A3
2025-10-31 |  | Site name update | Mokoan Solar Farm (1999) |  |  | Name update from Mokoan Solar Farm (LightsourceBP) to Mokoan Solar Farm (1999)
2025-10-31 |  | Site name update | Molong BESS |  |  | Name update from Molong BESS (KCI) to Molong BESS
2025-10-31 |  | Site name update | Mount Fyans Wind Farm |  |  | Name update from Mount Fyans Wind Farm 2.0 to Mount Fyans Wind Farm
2025-10-31 |  | Site name update | Running Creek Solar And BESS |  |  | Name update from Calvale Solar Farm to Running Creek Solar And BESS
2025-10-31 |  | Site name update | Smoky Creek Solar Power Station |  |  | Name update from Smoky Creek Hybrid Facility - Solar And BESS to Smoky Creek Solar Power Station
2025-10-31 |  | Site name update | Sunshine Estate BESS |  |  | Name update from Rothby BESS to Sunshine Estate BESS
2025-10-31 |  | Site name update | Supernode BESS - Stage 3 |  |  | Name update from Supernode BESS to Supernode BESS - Stage 3
2025-10-31 |  | Site name update | Supernode BESS - Stage 4 |  |  | Name update from Supernode BESS to Supernode BESS - Stage 4
2025-10-31 |  | Site name update | Supernode BESS - Stage 5 |  |  | Name update from Supernode BESS to Supernode BESS - Stage 5
2025-10-31 |  | Site name update | Tall Tree Wind Farm |  |  | Name update from Meredith Wind Farm - KCI to Tall Tree Wind Farm
2025-10-31 |  | Site name update | Townsville Power Staton - QPM |  |  | Name update from Townsville Power Station to Townsville Power Staton - QPM
2025-10-31 |  | Site name update | West Mokoan Solar Farm and BESS |  |  | Name update from West Mokoan Solar Farm to West Mokoan Solar Farm and BESS
2025-07-15 | NSW1 | Informative note | Belhaven Renewable Project | Vena Energy Services (Australia) Pty Ltd |  | Solar Farm discontinued
2025-07-15 | NSW1 | Informative note | Culcairn Solar Farm | Culcairn Solar Farm Pty Ltd as trustee for Culcairn Solar Farm Trust | CUSF1 | Expected closure year changed from 2050 to 2060
2025-07-15 | NSW1 | Informative note | Culcairn Solar Farm | Culcairn Solar Farm Pty Ltd as trustee for Culcairn Solar Farm Trust | CUSF1 | FCUD changed from Jul 2025 to Aug 2025
2025-07-15 | NSW1 | Informative note | Goulburn River Solar Farm And BESS | Goulburn River Fund Pty Ltd |  | Expected closure year 2067 provided
2025-07-15 | NSW1 | Informative note | Greenpulse BESS (KCI) | Greenpulse solar farm and BESS as trustee for Greenpulse Solar Farm & Bess Unit Trust |  | Project discontinued
2025-07-15 | NSW1 | Informative note | Greenpulse Solar Farm (KCI) | Greenpulse solar farm and BESS as trustee for Greenpulse Solar Farm & Bess Unit Trust |  | Project discontinued
2025-07-15 | NSW1 | Informative note | Hunter Power Station | Snowy Hydro Limited | HUNTER1 | FCUD changed from May 2025 to Aug 2025
2025-07-15 | NSW1 | Informative note | Hunter Power Station | Snowy Hydro Limited | HUNTER2 | FCUD changed from Jul 2025 to Sep 2025
2025-07-15 | NSW1 | Informative note | Lockhart Hybrid Facility - Battery | Better Energy Technology Pty Ltd |  | Expected closure year 2056 provided
2025-07-15 | NSW1 | Informative note | Lockhart Hybrid Facility - Solar | Better Energy Technology Pty Ltd |  | Expected closure year 2056 provided
2025-07-15 | NSW1 | Informative note | Racecourse Mill | Mackay Sugar Ltd | RACOMIL1 | Expected closure year of 2035 and 2044 provided for the two (2) units
2025-07-15 | NSW1 | Informative note | Racecourse Mill | Mackay Sugar Ltd | RACOMIL1 | One (1) unit decommissioned.
2025-07-15 | NSW1 | Informative note | Sundown BESS | Canadian Solar |  | Project record removed - duplicated with Sundown Hybrid Facility
2025-07-15 | NSW1 | Informative note | Sundown Solar Farm | CWP Renewables Pty Ltd |  | Project record removed - merged with Sundown Hybrid Facility
2025-07-15 | NSW1 | Informative note | The Drop | Pacific Hydro Investments Pty Ltd | THEDROP1 | Expected closure year 2053 provided
2025-07-15 | NSW1 | Informative note | Tilbuster Solar Farm | Enerparc Australia Pty Ltd |  | FCUD changed from Mar 2026 to May 2027
2025-07-15 | NSW1 | Informative note | Waratah Super Battery | Munmorah Battery ProjectCo Pty Ltd | WTAHB1 | FCUD changed from Mar 2025 to Aug 2025
2025-07-15 | NSW1 | Project commitment | Brewongle Solar Farm | Photon Energy |  | From Publicly Announced to Anticipated
2025-07-15 | NSW1 | Project commitment | Calala Battery Energy Storage System 1 (CABESS1) | EquisEquis Energy (Australia) Projects (Ngumi 4) Pty Ltd |  | From Anticipated to Committed
2025-07-15 | NSW1 | Project commitment | Calala Battery Energy Storage System 2 (CABESS2) | EquisEquis Energy (Australia) Projects (Ngumi 4) Pty Ltd |  | From Anticipated to Committed
2025-07-15 | NSW1 | Project commitment | Orana BESS | Wellington Battery ProjectCo Pty Ltd |  | From Anticipated to Committed
2025-07-15 | QLD1 | Informative note | Gayndah Wind Farm | Mainstream Renewable Power Australia Pty Ltd |  | Project discontinued
2025-07-15 | QLD1 | Informative note | Mount Walsh Wind Farm (Mainstream) | Mainstream |  | Project discontinued
2025-07-15 | QLD1 | Informative note | Nebo BESS (Baywa) | BayWA r.e Projects Australia Pty Ltd |  | Project discontinued
2025-07-15 | QLD1 | Informative note | Smoky Creek Energy Storage System - KCI | Edify Energy Pty Ltd |  | Project record removed - merged with Smoky Creek Hybrid Facility - Solar And BESS
2025-07-15 | QLD1 | Informative note | Supernode BESS | Supernode Operations Pty Ltd as the trustee for Supernode BESS 1 Project Trust | SNB01 | Expected closure year 2050 provided
2025-07-15 | QLD1 | Informative note | Supernode BESS | Supernode Operations Pty Ltd as the trustee for Supernode BESS 1 Project Trust | SNB02 | Expected closure year 2051 provided
2025-07-15 | QLD1 | Informative note | Tarong BESS - Stanwell | Stanwell Corporation Limited |  | FCUD changed from Sep 2025 to Aug 2025
2025-07-15 | QLD1 | Informative note | Woolooga BESS | Woolooga BESS Fund Pty Limited as trustee for the Woolooga BESS Trust |  | Expected closure year 2051 provided
2025-07-15 | QLD1 | Informative note | Yabulu Solar Farm | Yabulu Solar Farm Pty Ltd |  | Project discontinued
2025-07-15 | QLD1 | Project commitment | Haughton Solar Farm Stage 2 | Pacific Hydro Australia Pty Ltd |  | From Publicly Announced to Anticipated
2025-07-15 | QLD1 | Project commitment | Haughton Solar Farm Stage 2 | Pacific Hydro Australia Pty Ltd |  | From Publicly Announced to Anticipated
2025-07-15 | SA1 | Informative note | Bungama Solar | Bungama Project (Solar) Operations Pty Ltd |  | FCUD changed from Mar 2026 to Apr 2026
2025-07-15 | SA1 | Informative note | Hallett GT | EnergyAustralia Hallett Pty Ltd | AGLHAL | Expected closure year updated for :- GT1-2 and GT4-1 from 2032 to 2036 All remaining units other than GT1-3 from 2032 to 2040
2025-07-15 | SA1 | Informative note | Para Substation/Gould Creek BESS | Gould Creek BESS Project Pty Ltd as trustee of Gould Creek BESS Project Trust |  | Project record removed - duplicated with Gould Creek BESS
2025-07-15 | SA1 | Informative note | Tailem Bend Stage 2 Solar Project | Vena Energy | TB2SF1 | Project previously incorrectly identified to be In Commissioning earlier
2025-07-15 | TAS1 | Informative note | Northern Midlands Solar Farm | TasRex P/L |  | Project discontinued, merged with 2389
2025-07-15 | VIC1 | Informative note | Eildon Pondage Power Station (EPPS) | Pacific Hydro Investments Pty Ltd | EILDON3 | Expected closure year 2044 provided
2025-07-15 | VIC1 | Informative note | Fulham Solar Farm | Fulham Solar Farm Pty Ltd (ATF Fulham Solar Farm Trust) |  | FCUD changed from Dec 2027 to Jan 2028
2025-07-15 | VIC1 | Informative note | Hazelwood BESS (Ironwood) - KCI | International Power (Australia) Pty Ltd (trading as ENGIE) |  | Project discontinued
2025-07-15 | VIC1 | Informative note | Koorangie Energy Storage System | Shell Energy |  | FCUD changed from Apr 2025 to Jun 2025
2025-07-15 | VIC1 | Informative note | Stanhope BESS Project 02 | globirdenergy_NR |  | Project discontinued
2025-07-15 | VIC1 | Informative note | William Hovel | Pacific Hydro Investments Pty Ltd | WILLHOV1 | Expected closure year 2044 provided
2025-07-15 | VIC1 | Project commitment | Bennetts Creek BESS | Bennetts Creek Energy Project Pty Ltd in its capacity as Trustee for the Bennetts Creek Energy Project Trust |  | From Publicly Announced to Anticipated
2025-07-15 | VIC1 | Project commitment | Lancaster Solar Farm | Lancaster Solar Farm Pty Ltd as trustee for the Lancaster Solar Farm Trust |  | From Publicly Announced to Anticipated
2025-07-15 | VIC1 | Project commitment | Mornington BESS | Mornington BESS Project Pty Ltd as Trustee of Mornington BESS Project Trust |  | From Publicly Announced to Anticipated
2025-07-15 | VIC1 | Project commitment | Mortlake Battery | BORAL |  | From Anticipated to Committed
2025-07-15 | VIC1 | Project commitment | Pine Lodge BESS | ENERGY STORAGE PROJECT NO 6 PTY LTD |  | From Publicly Announced to Anticipated
2025-07-15 | VIC1 | Project commitment | Wooreen Energy Storage System | EnergyAustralia Holdings Limited |  | From Anticipated to Committed*
2025-07-15 |  | Site name update | Ardandra Solar Farm And BESS |  |  | Sitename changed from Ardandra Solar Farm To Ardandra Solar Farm And BESS
2025-07-15 |  | Site name update | Cooma Solar And BESS (ACEN) |  |  | Sitename changed from Cooma BESS (ACEN) To Cooma Solar And BESS (ACEN)
2025-07-15 |  | Site name update | Deargee Solar And BESS |  |  | Sitename changed from Deargee To Deargee Solar And BESS
2025-07-15 |  | Site name update | EIWA Gin Gin Renewable Energy Park |  |  | Sitename changed from Gin Gin Solar Farm - KCI To EIWA Gin Gin Renewable Energy Park
2025-07-15 |  | Site name update | EIWA Golden Fleece Renewable Energy Park |  |  | Sitename changed from Golden Fleece BESS To EIWA Golden Fleece Renewable Energy Park
2025-07-15 |  | Site name update | EIWA Golden Fleece Renewable Energy Park |  |  | Sitename changed from Golden Fleece Solar Farm To EIWA Golden Fleece Renewable Energy Park
2025-07-15 |  | Site name update | EIWA Richmond Valley BESS |  |  | Sitename changed from Richmond Valley BESS (EIWA) To EIWA Richmond Valley BESS
2025-07-15 |  | Site name update | Fletcher Creek Wind Farm & BESS |  |  | Sitename changed from Fletcher Creek Wind Farm To Fletcher Creek Wind Farm & BESS
2025-07-15 |  | Site name update | Fulham Solar Farm And BESS |  |  | Sitename changed from Fulham Solar Farm To Fulham Solar Farm And BESS
2025-07-15 |  | Site name update | Gawara Baya Wind And BESS |  |  | Sitename changed from Gawara Baya Wind Farm To Gawara Baya Wind And BESS
2025-07-15 |  | Site name update | Hanworth Battery |  |  | Sitename changed from Hanworth BESS - KCI To Hanworth Battery
2025-07-15 |  | Site name update | Junction Rivers Wind And BESS |  |  | Sitename changed from Junction Rivers To Junction Rivers Wind And BESS
2025-07-15 |  | Site name update | Majors Creek Solar And BESS |  |  | Sitename changed from Majors Creek Solar Power Station To Majors Creek Solar And BESS
2025-07-15 |  | Site name update | Merriwa Solar Farm and BESS |  |  | Sitename changed from Merriwa BESS 1 To Merriwa Solar Farm and BESS
2025-07-15 |  | Site name update | Middlebrook Solar And BESS |  |  | Sitename changed from Middlebrook Solar Farm To Middlebrook Solar And BESS
2025-07-15 |  | Site name update | Miriam Vale Solar Farm And BESS - A |  |  | Sitename changed from Miriam Vale Solar Farm - A To Miriam Vale Solar Farm And BESS - A
2025-07-15 |  | Site name update | Miriam Vale Solar Farm And BESS - B |  |  | Sitename changed from Miriam Vale Solar Farm - B To Miriam Vale Solar Farm And BESS - B
2025-07-15 |  | Site name update | Mokoan Solar Farm (LightsourceBP) |  |  | Sitename changed from Mokoan Solar Farm To Mokoan Solar Farm (LightsourceBP)
2025-07-15 |  | Site name update | Quorn Park Solar Hybrid |  |  | Sitename changed from Quorn Park Hybrid To Quorn Park Solar Hybrid
2025-07-15 |  | Site name update | Smoky Creek Hybrid Facility - Solar And BESS |  |  | Sitename changed from Smoky Creek Solar Farm To Smoky Creek Hybrid Facility - Solar And BESS
2025-07-15 |  | Site name update | Stanhope Solar Farm |  |  | Sitename changed from Stanhope BESS Project 01 To Stanhope Solar Farm
2025-07-15 |  | Site name update | Tallawang Solar And BESS |  |  | Sitename changed from Tallawang BESS To Tallawang Solar And BESS
2025-07-15 |  | Site name update | Tamworth BESS Project 1 Pty Ltd |  |  | Sitename changed from Tamworth BESS - Valent To Tamworth BESS Project 1 Pty Ltd
2025-07-15 |  | Site name update | Tamworth BESS Project 2 Pty Ltd |  |  | Sitename changed from Tamworth BESS - Valent To Tamworth BESS Project 2 Pty Ltd
2025-07-15 |  | Site name update | Wellington BESS - Stage 2 |  |  | Sitename changed from Wellington BESS 2 To Wellington BESS - Stage 2
2025-07-15 |  | Site name update | Western Downs Battery - Stage 1 And 2 |  |  | Sitename changed from Western Downs Battery To Western Downs Battery - Stage 1 And 2
2025-04-15 | NSW1 | Informative note | Bannaby BESS (AMPYR) - KCI | AMPYR |  | Duplicate removed
2025-04-15 | NSW1 | Informative note | Ben Bullen Solar Farm | Tetris Energy |  | Project discontinued
2025-04-15 | NSW1 | Informative note | Ben Bullen Wind Farm | Tetris Energy |  | Project discontinued
2025-04-15 | NSW1 | Informative note | Burrawong Wind Farm | Windlab Development Pty Ltd |  | Project discontinued
2025-04-15 | NSW1 | Informative note | Bushranger Hybrid Facility - Battery | SynCo Global |  | Project discontinued
2025-04-15 | NSW1 | Informative note | Cooma Solar Farm | BE PRO CM pty ltd |  | Project discontinued
2025-04-15 | NSW1 | Informative note | Eraring Big Battery | Origin Energy Electricity Limited |  | Expected closure year 2045 provided
2025-04-15 | NSW1 | Informative note | Galore Energy Project - Solar And BESS - KCI | Utilacor P/L |  | Project discontinued
2025-04-15 | NSW1 | Informative note | Galore Hybrid Facility - Battery | Trina Projects Holding Australia Pty Ltd. |  | Project discontinued
2025-04-15 | NSW1 | Informative note | Galore Hybrid Facility - Solar | Trina Projects Holding Australia Pty Ltd. |  | Project discontinued
2025-04-15 | NSW1 | Informative note | Gidginbung | Epho |  | Removed out of date non-scheduled projects
2025-04-15 | NSW1 | Informative note | Grafton Rd BESS (KCI) | Eku Energy Projects (Australia) Trust |  | Project discontinued
2025-04-15 | NSW1 | Informative note | Kerrs Creek Wind Farm | RES Australia Pty Ltd |  | Expected closure year 2060 provided
2025-04-15 | NSW1 | Informative note | Marulan - OCGT/CCGT | EnergyAustralia Marulan Pty Ltd |  | Project discontinued
2025-04-15 | NSW1 | Informative note | Maxwell Downs Bess - KCI | X-Elio Australia Pty Ltd |  | Project discontinued
2025-04-15 | NSW1 | Informative note | Maxwell Solar Farm | Malabar Coal |  | Removed out of date non-scheduled projects
2025-04-15 | NSW1 | Informative note | Monaro Solar Farm - KCI | Terrain Solar Pty Ltd |  | Project discontinued
2025-04-15 | NSW1 | Informative note | Moorambilla Solar Farm | Moorambilla Solar Pty Ltd |  | Removed out of date non-scheduled projects
2025-04-15 | NSW1 | Informative note | Myrtle Creek Solar Farm | Terrain Solar Pty Ltd |  | Project discontinued
2025-04-15 | NSW1 | Informative note | Newcastle Offshore Wind | Newcastle Offshore Wind Energy Pty Ltd |  | Project discontinued
2025-04-15 | NSW1 | Informative note | NSW Energy Cluster | Alinta Energy Retail Sales Pty Ltd |  | Project discontinued
2025-04-15 | NSW1 | Informative note | Photon Energy Leeton | Photon Energy Leeton |  | Removed out of date non-scheduled projects
2025-04-15 | NSW1 | Informative note | Shoalhaven Starches Cogeneration Plant | Shoalhaven Starches Pty Ltd |  | Removed out of date non-scheduled projects
2025-04-15 | NSW1 | Informative note | Smithfield Energy Facility | Smithfield Power Generation Pty Ltd |  | Project discontinued
2025-04-15 | NSW1 | Informative note | Summerhill Solar Farm | Newcastle Council |  | Removed out of date non-scheduled projects
2025-04-15 | NSW1 | Informative note | Tomago BESS (AGL) | AGL Energy |  | Duplicate removed
2025-04-15 | NSW1 | Informative note | Wagga Wagga BESS (KCI) | Eku Energy Projects (Australia) Trust |  | Duplicate removed
2025-04-15 | NSW1 | Informative note | Wagga Wagga Solar Farm | NEMMCO |  | Removed out of date non-scheduled projects
2025-04-15 | NSW1 | Informative note | Wellington BESS | AMPYR Australia Pty Ltd |  | Project discontinued
2025-04-15 | NSW1 | Informative note | Wellington Town BESS - KCI | RWE Renewables Australia Pty Ltd |  | Project discontinued
2025-04-15 | NSW1 | Informative note | Yanco Delta Wind Farm Stage 1 - Battery | Yanco Delta Wind Farm Pty Ltd |  | Project discontinued
2025-04-15 | NSW1 | Informative note | Yass Solar Farm - KCI | Tetris Energy Pty Ltd |  | Project discontinued
2025-04-15 | NSW1 | Project commitment | Goulburn River Solar Farm And BESS | Goulburn River Fund Pty Ltd |  | From Anticipated to Committed
2025-04-15 | NSW1 | Project commitment | Hay Sun Farm | Plains SF No1 Pty Ltd |  | From Publicly Announced to Anticipated
2025-04-15 | NSW1 | Project commitment | Mugga Lane Renewable Hybrid | LGIGEN |  | From Anticipated to Publicly Announced as failed to submit a survey
2025-04-15 | NSW1 | Project commitment | Smithfield BESS | Smithfield BESS Pty Limited |  | From Anticipated to Committed
2025-04-15 | NSW1 | Project commitment | Stubbo Solar Farm | ACEN AUSTRALIA | STUBSF1, STUBSF2 | From Committed to In Commissioning
2025-04-15 | NSW1 | Project commitment | Wyalong Solar Farm | Wyalong Solar Farm Pty Ltd as the trustee for the Wyalong Solar Farm Unit Trust | WYASF1 | From In Commissioning to In Service
2025-04-15 | QLD1 | Informative note | Big T Pumped Hydro Project | BE Power |  | Duplicate removed
2025-04-15 | QLD1 | Informative note | blockhurst Solar Farm | TBA |  | Removed out of date non-scheduled projects
2025-04-15 | QLD1 | Informative note | Boma Solar Farm | solis industria |  | Removed out of date non-scheduled projects
2025-04-15 | QLD1 | Informative note | Bouldercombe Solar Farm | EEW Eco Energy World Ltd |  | Project discontinued
2025-04-15 | QLD1 | Informative note | Brendale Supernode Data Centre and BESS Stage 1 And 2 (KCI) | Quinbrook Infrastructure Partners Pty Ltd |  | Duplicate removed
2025-04-15 | QLD1 | Informative note | Brendale Supernode Data Centre and BESS Stage 3 (KCI) | Quinbrook Infrastructure Partners Pty Ltd |  | Duplicate removed
2025-04-15 | QLD1 | Informative note | Burdekin Solar Farm - KCI | BURDEKIN SOLAR FARM PTY LTD ATF BURDEKIN GENESIS PROJECT TRUST |  | Expected closure year updated from 2057 to 2062
2025-04-15 | QLD1 | Informative note | Callide B | CS Energy |  | Expected closure year updated from 2028 to 2031
2025-04-15 | QLD1 | Informative note | Captains Mountain Wind Farm | vestas_NR |  | Expected closure year updated from 2057 to 2059
2025-04-15 | QLD1 | Informative note | Dulacca Solar | juwi Renewable Energy Pty Ltd |  | Project discontinued
2025-04-15 | QLD1 | Informative note | Dunmore Solar PV | Samsung C&T Renewable Energy Australia Pty, Ltd |  | Duplicate removed
2025-04-15 | QLD1 | Informative note | Fiery Creek Wind Farm | Tilt Renewables Australia Pty Ltd |  | Project discontinued
2025-04-15 | QLD1 | Informative note | Fraser Coast Hybrid Plant | FRASER COAST SOLAR DEVELOPMENT PTY LTD |  | Expected closure year 2056 provided
2025-04-15 | QLD1 | Informative note | Group Linen - Maryborough | Group Linen |  | Removed out of date non-scheduled projects
2025-04-15 | QLD1 | Informative note | Group Linen - Prince Charles | Group Linen |  | Removed out of date non-scheduled projects
2025-04-15 | QLD1 | Informative note | Isaac Wind Farm | Squadron Energy Services Pty Ltd |  | Project discontinued
2025-04-15 | QLD1 | Informative note | Kestrel Waste Coal Mine Gas Power Station | Enernet Kestrel Pty Ltd |  | Removed out of date non-scheduled projects
2025-04-15 | QLD1 | Informative note | Kidston Wind Farm - KCI | Kidston (Wind Farm) Pty Ltd |  | Duplicate removed
2025-04-15 | QLD1 | Informative note | Lower Wonga BESS - KCI | Lightsource BP |  | Duplicate removed
2025-04-15 | QLD1 | Informative note | Matthew Flinders College Senior | Matthew Flinders Anglican College |  | Removed out of date non-scheduled projects
2025-04-15 | QLD1 | Informative note | Mount Tom BESS | Samsung C&T Renewable Energy Australia Pty Ltd |  | Project discontinued
2025-04-15 | QLD1 | Informative note | Mount Tom Solar Farm | Samsung C&T Renewable Energy Australia Pty Ltd |  | Project discontinued
2025-04-15 | QLD1 | Informative note | Mt Challenger Solar Farm | Tetris Energy |  | Project discontinued
2025-04-15 | QLD1 | Informative note | North Qld Bio-Energy Plant | North Queensland Bio-Energy Corporation Limited |  | Removed out of date non-scheduled projects
2025-04-15 | QLD1 | Informative note | Oakville BESS | Samsung C&T Renewable Energy Australia Pty Ltd |  | Project discontinued
2025-04-15 | QLD1 | Informative note | Oakville Solar Farm | Samsung C&T Renewable Energy Australia Pty Ltd |  | Project discontinued
2025-04-15 | QLD1 | Informative note | Racecourse Mill | Mackay Sugar Ltd |  | Expected closure year 2035 provided
2025-04-15 | QLD1 | Informative note | Rangemore Solar Farm | Tetris Energy |  | Project discontinued
2025-04-15 | QLD1 | Informative note | Toowoomba Pumped Storage Project | BE Power |  | Project discontinued
2025-04-15 | QLD1 | Informative note | Western Downs Battery- Stage 2 | Neoen Australia Pty Ltd |  | Project discontinued
2025-04-15 | QLD1 | Informative note | Yabulu BESS | Yabulu BESS Pty Ltd |  | Expected closure year updated from 2055 to 2062
2025-04-15 | QLD1 | Informative note | Yabulu Solar Farm | Yabulu Solar Farm Pty Ltd |  | Expected closure year updated from 2049 to 2063
2025-04-15 | QLD1 | Project commitment | Boulder Creek Wind Farm | Boulder Creek Wind Farm Pty Ltd as trustee for BCWF Unit Trust ABN and BCWF 2 Pty Limited |  | From Publicly Announced to Anticipated
2025-04-15 | QLD1 | Project commitment | Bullyard Solar Farm | EE Solar 9 Pty Ltd as trustee for the EE Solar 9 Trust |  | From Publicly Announced to Anticipated
2025-04-15 | QLD1 | Project commitment | Clarke Creek Wind Farm | Squadron Energy Services Pty Ltd | CLRKCWF1, CLRKCWF2 | From Committed to In Commissioning
2025-04-15 | QLD1 | Project commitment | Greenbank BESS | CSE BESS Pty Ltd | GREENB1 | From Committed to In Commissioning
2025-04-15 | QLD1 | Project commitment | Kingaroy Solar Farm | Kingaroy PropertyCo Pty Ltd as trustee for Kingaroy Property Trust | KINGASF1 | From In Commissioning to In Service
2025-04-15 | QLD1 | Project commitment | Lockyer Valley Energy Project | Lockyer Energy Management Pty Ltd |  | From Publicly Announced to Anticipated
2025-04-15 | QLD1 | Project commitment | Mt Fox BESS - ARENA | Mount Fox BESS Pty Ltd |  | Moved back from Anticipated to Publicly Announced
2025-04-15 | QLD1 | Project commitment | Munna Creek Solar Farm | Munna Creek Solar Farm Investments Pty Ltd as trustee for the Munna Creek Solar Farm Trust |  | From Anticipated to Committed
2025-04-15 | QLD1 | Project commitment | Supernode BESS | Supernode Operations Pty Ltd as the trustee for Supernode BESS 1 Project Trust | SNB01, SNB02 | From Publicly Announced to Committed
2025-04-15 | SA1 | Informative note | Carmodys Hill Wind Farm | Georgetown Hills Renewable Energy Pty Ltd |  | Duplicate removed
2025-04-15 | SA1 | Informative note | Chaff Mill (Mintaro) BESS | FRV Services Australia Pty Ltd |  | Project discontinued
2025-04-15 | SA1 | Informative note | Dry Creek BESS - KCI | International Power (Energy) Pty Ltd |  | Project discontinued
2025-04-15 | SA1 | Informative note | Exmoor | Acciona Energy |  | Project discontinued
2025-04-15 | SA1 | Informative note | Heathgate Resources Beverley mine - BESS | SunSHIFT |  | Removed out of date non-scheduled projects
2025-04-15 | SA1 | Informative note | Highbury Pumped Hydro Energy Storage | Tilt Renewables |  | Project discontinued
2025-04-15 | SA1 | Informative note | Kincraig BESS | acepower_NR |  | Expected closure year 2060 provided
2025-04-15 | SA1 | Informative note | Lincoln Gap Wind Farm stage 3 | Lincoln Gap 3 Wind Farm Pty Ltd |  | Expected closure year updated from 2055 to 2058
2025-04-15 | SA1 | Informative note | Osborne | Osborne Cogeneration Pty Ltd | OSB-AG | Expected closure year updated from 2026 to 2027 and closure date of 31/12/2027 advised
2025-04-15 | SA1 | Informative note | Para Hill BESS | X-Elio Australia Pty Ltd |  | Project discontinued
2025-04-15 | SA1 | Informative note | Planet Ark Power and Schneider Electric - PV and Battery Microgrid | Planet Ark Power and Schneider Electric |  | Removed out of date non-scheduled projects
2025-04-15 | SA1 | Informative note | South Hummocks BESS | RWE Renewables Australia Pty Ltd |  | Project discontinued
2025-04-15 | SA1 | Informative note | SSE Whyalla Solar Farm | SSE Australia Pty Ltd |  | Removed out of date non-scheduled projects
2025-04-15 | SA1 | Informative note | Tungkillo BESS - KCI | RES Australia Pty Ltd |  | Project discontinued
2025-04-15 | SA1 | Informative note | Twin Creek Wind Farm | RES Australia Pty Ltd |  | Project discontinued
2025-04-15 | SA1 | Informative note | UniSA Solar project | University of South Australia |  | Removed out of date non-scheduled projects
2025-04-15 | SA1 | Project commitment | Adelaide Desalination Plant | South Australian Water Corporation | ADPBA1, ADPPV1, ADPPV2, ADPPV3, ADPMH1 | From In Commissioning to In Service
2025-04-15 | SA1 | Project commitment | Blyth BESS | Blyth Battery P/L as trustee for Blyth Battery Trust | BLYTHB1 | From In Commissioning to In Service
2025-04-15 | SA1 | Project commitment | Bungama Solar | Bungama Project (Solar) Operations Pty Ltd |  | From Publicly Announced to Committed
2025-04-15 | SA1 | Project commitment | Goyder South Wind Farm 1B | Goyder Wind Farm 1B Pty Ltd as trustee for Goyder Wind Farm 1B Trust | GSWF1B1 | From Committed to In Commissioning
2025-04-15 | SA1 | Project commitment | Hydrogen Jobs Plan | Office of Hydrogen SA |  | From Anticipated to discontinued
2025-04-15 | TAS1 | Informative note | Great Lakes BESS | Neoen Australia Pty Ltd |  | Duplicate removed
2025-04-15 | TAS1 | Project commitment | Port Latta Wind Farm | Oz Green Energy I Pty Ltd |  | From Publicly Announced to Anticipated
2025-04-15 | VIC1 | Informative note | AusNet Services Deakin University Victoria Geelong PV Plant | Ausnet Services Ltd |  | Removed out of date non-scheduled projects
2025-04-15 | VIC1 | Informative note | Berrimal Wind Farm | Acciona Energy Australia Global |  | Project discontinued
2025-04-15 | VIC1 | Informative note | Birkins Solar Farm - Hydrogen - KCI | FRV Services Australia Pty Ltd |  | Project discontinued
2025-04-15 | VIC1 | Informative note | Birkins Solar Farm - Solar - KCI | FRV Services Australia Pty Ltd |  | Project discontinued
2025-04-15 | VIC1 | Informative note | Coonawarren BESS - KCI | Akaysha Energy |  | Project discontinued
2025-04-15 | VIC1 | Informative note | Ferguson South Wind Farm | Ferguson Wind Farm Pty Ltd |  | Removed out of date non-scheduled projects
2025-04-15 | VIC1 | Informative note | Golden Plains BESS | Tag Energy Australia P/L |  | Expected closure year updated from 2046 to 2047
2025-04-15 | VIC1 | Informative note | Greater Gippsland Offshore Wind Project | Greater Gippsland OWP Project Pty Ltd |  | Project discontinued
2025-04-15 | VIC1 | Informative note | GV Community Energy | GV Community Energy |  | Removed out of date non-scheduled projects
2025-04-15 | VIC1 | Informative note | Kerang Solar Farm Green Switch | Kerang Solar Plant Pty Ltd |  | Removed out of date non-scheduled projects
2025-04-15 | VIC1 | Informative note | Kiamal BESS | TotalEnergies Renewables Australia | KIAMBE | Expected closure year 2057 provided
2025-04-15 | VIC1 | Informative note | Kiamal Solar Farm - Stage 2 | KSF2 Project Nominees Pty Ltd ATF KSF2 Project Trust |  | Project discontinued
2025-04-15 | VIC1 | Informative note | Kyabram Wind Farm | FERA Australia Pty Ltd |  | Project discontinued
2025-04-15 | VIC1 | Informative note | Naroghid | Alinta Energy Retail Sales Pty Ltd |  | Project discontinued
2025-04-15 | VIC1 | Informative note | Portland BESS | Pacific Green Energy Park Portland Pty Ltd |  | Project discontinued
2025-04-15 | VIC1 | Informative note | Red Cliffs Solar & BESS - KCI | Red Cliffs Power Pty td |  | Project discontinued
2025-04-15 | VIC1 | Informative note | Seadragon offshore wind project | Flotation Energy Pty Ltd |  | Project discontinued
2025-04-15 | VIC1 | Informative note | Seymour Wind Farm - KCI | Fera Australia Pty Ltd |  | Duplicate removed
2025-04-15 | VIC1 | Informative note | Springvale Energy Hub - BESS | Progress Power Pty Ltd |  | Duplicate removed
2025-04-15 | VIC1 | Informative note | Tramway BESS | BZ Renewables Holdings Pty Ltd |  | Duplicate removed
2025-04-15 | VIC1 | Informative note | Wangaratta Solar Farm | Wangaratta Solar Farm Pty Ltd |  | Removed out of date non-scheduled projects
2025-04-15 | VIC1 | Informative note | Wunghnu Solar Farm | Sun Spot 3 Pty Ltd | WUNUSF1 | Expected closure year 2065 provided
2025-04-15 | VIC1 | Project commitment | Fulham Solar Farm | Fulham Solar Farm Pty Ltd (ATF Fulham Solar Farm Trust) |  | From Publicly Announced to Committed
2025-04-15 | VIC1 | Project commitment | Golden Plains Wind Farm East | Golden Plains WF1 Pty Ltd as trustee for the Golden Plains WF1 Unit Trust | GPWFEST1, GPWFEST2, GPWFEST3 | From Committed to In Commissioning
2025-04-15 | VIC1 | Project commitment | Inverleigh Wind Farm | Inverleigh Wind Farm Pty Ltd |  | From Publicly Announced to Anticipated
2025-04-15 | VIC1 | Project commitment | Mokoan Solar Farm | EE Solar 6 Pty Ltd as trustee for EE Solar 6 Trust |  | From Committed to In Commissioning
2025-04-15 | VIC1 | Project commitment | Mt Gellibrand Wind Farm | ACCIONA Energy |  | From In Commissioning to In Service
2025-04-15 | VIC1 | Project commitment | Wunghnu Solar Farm | Sun Spot 3 Pty Ltd | WUNUSF1 | From Committed to In Commissioning
2025-04-15 |  | Site name update | Arundel BESS |  |  | Sitename changed from Armidale Big BESS To Arundel BESS
2025-04-15 |  | Site name update | Bouldercombe North BESS - Quintas |  |  | Sitename changed from Bouldercombe BESS - Quintas To Bouldercombe North BESS - Quintas
2025-04-15 |  | Site name update | Bracewell Energy Park |  |  | Sitename changed from Bracewell Energy Project To Bracewell Energy Park
2025-04-15 |  | Site name update | Carmody's Hill BESS |  |  | Sitename changed from Carmody BESS To Carmody's Hill BESS
2025-04-15 |  | Site name update | Carmody's Hill Wind Farm |  |  | Sitename changed from Carmodys Hill Wind Farm To Carmody's Hill Wind Farm
2025-04-15 |  | Site name update | Dunmore Solar Farm |  |  | Sitename changed from Dunmore Solar PV To Dunmore Solar Farm
2025-04-15 |  | Site name update | Fraser Coast Hybrid Plant |  |  | Sitename changed from Fraser Coast Solar Park To Fraser Coast Hybrid Plant
2025-04-15 |  | Site name update | Glenrowan BESS |  |  | Sitename changed from Glenrowan BESS - Storage - KCI To Glenrowan BESS
2025-04-15 |  | Site name update | Glenrowan BESS - Storage - KCI |  |  | Sitename changed from Glenrowan BESS (KCI) To Glenrowan BESS - Storage - KCI
2025-04-15 |  | Site name update | Griffith BESS |  |  | Sitename changed from Griffith BESS - KCI To Griffith BESS
2025-04-15 |  | Site name update | Lower Wonga Solar Farm (LightsourceBP) |  |  | Sitename changed from Lower Wonga Solar Farm - KCI To Lower Wonga Solar Farm (LightsourceBP)
2025-04-15 |  | Site name update | Malunga Nine Mile BESS - KCI |  |  | Sitename changed from Malunga BESS - KCI To Malunga Nine Mile BESS - KCI
2025-04-15 |  | Site name update | Monduran BESS |  |  | Sitename changed from Monduran BESS - KCI To Monduran BESS
2025-04-15 |  | Site name update | Peninsula Solar Farm & BESS |  |  | Sitename changed from Peninsula Solar Farm To Peninsula Solar Farm & BESS
2025-04-15 |  | Site name update | QCLNG Curtis Island Electrification - KCI |  |  | Sitename changed from QCG LNG Curtis Island Electrificaton - KCI To QCLNG Curtis Island Electrification - KCI
2025-04-15 |  | Site name update | Supernode BESS |  |  | Sitename changed from Supernode Project To Supernode BESS
2025-04-15 |  | Site name update | Watta Wella Wind Farm - KCI |  |  | Sitename changed from Watta Wella Power Station To Watta Wella Wind Farm - KCI
2025-01-22 | NSW1 | Informative note | Dubbo Solar Hub | Neoen Australia Pty Ltd |  | Duplicate removed
2025-01-22 | NSW1 | Informative note | Wellington North Solar Farm (Lightsource) | Wellington North Solar Farm Pty Ltd | WELNSF1 | Expected closure year 2064 provided
2025-01-22 | NSW1 | Project commitment | Avonlie Solar Farm | Iberdrola Australia Limited | AVLSF1 | From In Commissioning to In Service
2025-01-22 | NSW1 | Project commitment | Calala Battery Energy Storage System 1 (CABESS1) | EquisEquis Energy (Australia) Projects (Ngumi 4) Pty Ltd |  | From Publicly Announced to Anticipated
2025-01-22 | NSW1 | Project commitment | Calala Battery Energy Storage System 2 (CABESS2) | EquisEquis Energy (Australia) Projects (Ngumi 4) Pty Ltd |  | From Publicly Announced to Anticipated
2025-01-22 | NSW1 | Project commitment | Coppabella Wind Farm | Coppabella Wind Farm Pty Ltd | COPBEL | From Publicly Announced to Anticipated
2025-01-22 | NSW1 | Project commitment | Corowa Solar Farm | Corowa Operationsco Pty Ltd as trustee for Corowa Operations Trust | CRWASF1 | From In Commissioning to In Service
2025-01-22 | NSW1 | Project commitment | Crookwell 3 Wind Farm | Crookwell 3 Development Pty Ltd | CROOKWF3 | From Committed to In Commissioning
2025-01-22 | NSW1 | Project commitment | Flyers Creek Wind Farm | Flyers Creek Wind Farm Pty Ltd | FLYCRKWF | From In Commissioning to In Service
2025-01-22 | NSW1 | Project commitment | Glanmire Solar Farm | Elgin Energy Pty Ltd |  | Newly added with an Anticipated unit status
2025-01-22 | NSW1 | Project commitment | Glanmire Solar Farm | Elgin Energy Pty Ltd |  | Newly added with an Anticipated unit status
2025-01-22 | NSW1 | Project commitment | Limondale BESS | LIMONDALE BATTERY PTY. LTD |  | From Anticipated to Committed
2025-01-22 | NSW1 | Project commitment | New England Solar Farm BESS | ACEN RENEWABLES |  | From Publicly Announced to Anticipated
2025-01-22 | NSW1 | Project commitment | Tamworth BESS - Valent | VALENT ENERGY DEVELOPMENTS PTY LTD |  | From Publicly Announced to Anticipated
2025-01-22 | NSW1 | Project commitment | Tamworth Solar Farm | Tamworth Solar Farm Pty Ltd |  | From Anticipated to discontinued
2025-01-22 | NSW1 | Project commitment | Uungula Wind Farm | Uungula Wind Farm Pty Ltd |  | From Anticipated to Committed
2025-01-22 | NSW1 | Project commitment | Valley of the Winds | ACEN Renewables |  | Newly added with an Anticipated unit status
2025-01-22 | NSW1 | Project commitment | Walla Walla Solar Farm | FRV Australia (Walla Walla Asset Co Pty Ltd (ACN 634 728 868) as trustee for the Walla Walla Asset Trust) | WLWLSF1 | From Committed to In Commissioning
2025-01-22 | QLD1 | Informative note | Browns Plains | EDL LFG (Qld) Pty Ltd | BPLANDF1 | Expected closure year 2050 provided
2025-01-22 | QLD1 | Informative note | Kumbarilla Renewable Energy Park (K-REP) | Elecseed Pty Ltd |  | Project discontinued
2025-01-22 | QLD1 | Informative note | Lower Wonga Hybrid - Solar And BESs - KCI | Zen Energy |  | Duplicate removed
2025-01-22 | QLD1 | Informative note | Pioneer-Burdekin Pumped Hydro Energy Storage | Queensland Hydro |  | Project discontinued
2025-01-22 | QLD1 | Informative note | Ulinda Park BESS | Ulinda Park ProjectCo Pty Ltd | ULBESS | Expected closure year updated from 2064 to 2065
2025-01-22 | QLD1 | Project commitment | Brendale BESS | Brendale Battery ProjectCo Pty Lt |  | From Anticipated to Committed
2025-01-22 | QLD1 | Project commitment | Broadsound_BESS | Broadsound Solar Farm Pty Ltd |  | From Publicly Announced and combined with Broadsound Solar to Anticipated and separated
2025-01-22 | QLD1 | Project commitment | Lotus Creek Wind Farm | CSENERGY |  | From Publicly Announced to Committed
2025-01-22 | QLD1 | Project commitment | Woolooga BESS | Woolooga BESS Fund Pty Limited as trustee for the Woolooga BESS Trust |  | From Publicly Announced to Committed
2025-01-22 | SA1 | Informative note | Green Hydrogen Power Station | South Australian Govt. |  | Duplicate of Hydrogen Jobs Plan
2025-01-22 | SA1 | Project commitment | Blyth BESS | Blyth Battery P/L as trustee for Blyth Battery Trust | BLYTHB1 | From Committed to In Commissioning
2025-01-22 | SA1 | Project commitment | Cultana Solar Farm | Cultana Solar Project Company Pty Ltd as trustee for the Cultana Solar Farm Trust |  | Moved back from Anticipated to Publicly Announced
2025-01-22 | VIC1 | Informative note | Golden Plains Wind Farm West | Golden Plains WF2 Unit Trust |  | Expected closure year updated from 2055 to 2057
2025-01-22 | VIC1 | Informative note | Mokoan Solar Farm | EE Solar 6 Pty Ltd as trustee for EE Solar 6 Trust |  | Expected closure year 2055 provided
2025-01-22 | VIC1 | Informative note | Yallourn W | EnergyAustralia Yallourn Pty Ltd | YWPS1, YWPS2, YWPS3, YWPS4 | Closure date of 1/07/2028 advised
2025-01-22 | VIC1 | Project commitment | Girgarre Solar Farm | Giragarre Solar Farm Pty Ltd as trustee for Giragarre Solar Farm Trust | GIRGSF | From Committed to In Commissioning
2025-01-22 | VIC1 | Project commitment | Golden Plains Wind Farm West | Golden Plains WF2 Unit Trust |  | From Publicly Announced to Committed
2025-01-22 | VIC1 | Project commitment | Hawkesdale Wind Farm | Hawkesdale Asset Pty Ltd as trustee for Hawkesdale Asset Trust | HD1WF1 | From In Commissioning to In Service
2025-01-22 | VIC1 | Project commitment | Horsham Solar Farm | ESCO SOLAR FARM 7 PTY LTD |  | From Anticipated to Committed
2025-01-22 | VIC1 | Project commitment | Mokoan Solar Farm | EE Solar 6 Pty Ltd as trustee for EE Solar 6 Trust |  | From Publicly Announced to Committed
2025-01-22 | VIC1 | Project commitment | Ravenswood BESS | FRV Services Australia |  | From Publicly Announced to Anticipated
2025-01-22 | VIC1 | Project commitment | Ravenswood Solar Farm - FRV | FRV Services Australia |  | From Publicly Announced to Anticipated
2025-01-22 | VIC1 | Project commitment | Yallourn W | EnergyAustralia Yallourn Pty Ltd | YWPS1, YWPS2, YWPS3, YWPS4 | From In Service to In Service - Announced Withdrawal (Permanent)
2025-01-22 |  | Site name update | Blind Creek Solar Farm and Battery Energy Storage System |  |  | Sitename changed from Blind Creek Solar Farm To Blind Creek Solar Farm and Battery Energy Storage System
2025-01-22 |  | Site name update | Elaine Solar Farm & BESS Hybrid |  |  | Sitename changed from Elaine Solar Farm & BESS Hybrid - KCI To Elaine Solar Farm & BESS Hybrid
2025-01-22 |  | Site name update | Goulburn River Solar Farm And BESS |  |  | Sitename changed from Goulburn River BESS To Goulburn River Solar Farm And BESS
2025-01-22 |  | Site name update | Goyder North Renewable Energy Facility |  |  | Sitename changed from Goyder North Stage 1 Wind farm - KCI To Goyder North Renewable Energy Facility
2025-01-22 |  | Site name update | Hanworth BESS - KCI |  |  | Sitename changed from Hawthorn BESS - KCI To Hanworth BESS - KCI
2025-01-22 |  | Site name update | Junction Rivers |  |  | Sitename changed from Junction Rivers BESS – Stage 1 To Junction Rivers
2025-01-22 |  | Site name update | Junction Rivers |  |  | Sitename changed from Junction Rivers BESS – Stage 2 To Junction Rivers
2025-01-22 |  | Site name update | Junction Rivers |  |  | Sitename changed from Junction Rivers Wind Farm – Stage 1 To Junction Rivers
2025-01-22 |  | Site name update | Junction Rivers |  |  | Sitename changed from Junction Rivers Wind Farm – Stage 2 To Junction Rivers
2025-01-22 |  | Site name update | Majors Creek Solar Power Station |  |  | Sitename changed from Majors Creek Energy Storage System - KCI To Majors Creek Solar Power Station
2025-01-22 |  | Site name update | West Mokoan Solar Farm |  |  | Sitename changed from West Mokoan BESS To West Mokoan Solar Farm
2024-10-31 | NSW1 | Informative note | All Non-Registered Generating Units in New South Wales | Various |  | Project survey record removed for all existing non-registered non scheduled generating units - the publication now only includes registered generating units
2024-10-31 | NSW1 | Informative note | Crookwell 3 Wind Farm | Crookwell 3 Development Pty Ltd | CROOKWF3 | FCUD changed from Jun 2024 to Nov 2024
2024-10-31 | NSW1 | Informative note | Culcairn Solar Farm | Culcairn Solar Farm Pty Ltd as trustee for Culcairn Solar Farm Trust |  | FCUD changed from Jul 2026 to Jul 2025
2024-10-31 | NSW1 | Informative note | Cultana Solar Farm | Cultana Solar Project Company Pty Ltd as trustee for the Cultana Solar Farm Trust |  | FCUD changed from Jul 2026 to Aug 2027
2024-10-31 | NSW1 | Informative note | Flyers Creek Wind Farm | Flyers Creek Wind Farm Pty Ltd | FLYCRKWF | FCUD changed from Jul 2024 to Oct 2024
2024-10-31 | NSW1 | Informative note | GEP - NMLLY1 | GEP Developments PtyLtd |  | Project discontinued
2024-10-31 | NSW1 | Informative note | GEP - NWNG2 | GEP Developments Pty Ltd |  | Project discontinued
2024-10-31 | NSW1 | Informative note | Hunter Exononic Zone | Snowy Hydro Ltd |  | Dispatch Type changed from Non Scheduled to Scheduled
2024-10-31 | NSW1 | Informative note | Hunter Power Station | Snowy Hydro Limited | HUNTER1 | FCUD changed from Dec 2024 to Apr 2025
2024-10-31 | NSW1 | Informative note | Hunter Power Station | Snowy Hydro Limited | HUNTER2 | FCUD changed from Dec 2024 to Jun 2025
2024-10-31 | NSW1 | Informative note | Limondale BESS | LIMONDALE BATTERY PTY. LTD |  | FCUD changed from Jan 2026 to Mar 2026
2024-10-31 | NSW1 | Informative note | Quorn Park Hybrid | Quorn Park Solar Farm Pty Ltd as the trustee for Quorn Park Solar Farm Trust | QPBESS | FCUD changed from Jan 2026 to Jan 2026
2024-10-31 | NSW1 | Informative note | Quorn Park Hybrid | Quorn Park Solar Farm Pty Ltd as the trustee for Quorn Park Solar Farm Trust | QPSF | FCUD changed from Dec 2025 to Mar 2026
2024-10-31 | NSW1 | Informative note | Walla Walla Solar Farm | FRV Australia (Walla Walla Asset Co Pty Ltd (ACN 634 728 868) as trustee for the Walla Walla Asset Trust) | WLWLSF1 | FCUD changed from May 2024 to Mar 2025
2024-10-31 | NSW1 | Informative note | Walla Walla Solar Farm | FRV Australia (Walla Walla Asset Co Pty Ltd (ACN 634 728 868) as trustee for the Walla Walla Asset Trust) | WLWLSF2 | FCUD changed from May 2024 to Mar 2025
2024-10-31 | NSW1 | Informative note | Wollar Solar Farm | Wollar Solar Development Pty Ltd | WOLARSF1 | FCUD changed from Jan 2026 to Feb 2026
2024-10-31 | NSW1 | Project commitment | Avonlie Solar Farm | Iberdrola Australia Limited | AVLSF1 | From In Service to In Commissioning
2024-10-31 | NSW1 | Project commitment | Capital Battery | Capital Battery Pty Ltd | CAPBES1 | From Committed to In Commissioning
2024-10-31 | NSW1 | Project commitment | Corowa Solar Farm | Corowa Operationsco Pty Ltd as trustee for Corowa Operations Trust | CRWASF1 | From In Service to In Commissioning
2024-10-31 | NSW1 | Project commitment | Eraring Big Battery | Origin Energy Electricity Limited |  | One unit moved from Committed* to Committed & the other from Publicly Announced to Anticipated
2024-10-31 | NSW1 | Project commitment | Flyers Creek Wind Farm | Flyers Creek Wind Farm Pty Ltd | FLYCRKWF | From In Service to In Commissioning
2024-10-31 | NSW1 | Project commitment | Goulburn River Solar Farm And BESS | Goulburn River Fund Pty Ltd |  | From Publicly Announced to Anticipated (Solar Farm only)
2024-10-31 | NSW1 | Project commitment | Hunter Power Station | Snowy Hydro Limited | HUNTER1 | From Committed* to Committed
2024-10-31 | NSW1 | Project commitment | Hunter Power Station | Snowy Hydro Limited | HUNTER2 | From Committed* to Committed
2024-10-31 | NSW1 | Project commitment | Liddell BESS | MACQGEN |  | From Anticipated to Committed*
2024-10-31 | NSW1 | Project commitment | Mugga Lane Renewable Hybrid | LGIGEN | MLLFRHF1 | New project entry with a status of Anticipated
2024-10-31 | NSW1 | Project commitment | Rye Park Wind Farm | Tilt Renewables Australia Pty Ltd | RYEPARK1 | From Committed to In Commissioning
2024-10-31 | NSW1 | Project commitment | Sebastopol Solar Farm | Sebastopol Asset Co Pty Ltd ATF Sebastopol Asset Trust | SEBSF1 | From Committed to In Service
2024-10-31 | NSW1 | Project commitment | Smithfield BESS | Iberdrola Australia Development Pty Limited |  | From Publicly Announced to Anticipated
2024-10-31 | NSW1 | Project commitment | Tailem Bend Battery Project | Vena Energy | TB2BG1 | From In Service to In Commissioning
2024-10-31 | NSW1 | Project commitment | Tamworth BESS - Valent | VALENT ENERGY DEVELOPMENTS PTY LTD |  | From Anticipated to Publicly Announced
2024-10-31 | NSW1 | Project commitment | Wagga North Solar Farm | Wagga Wagga Operationsco Pty Ltd as trustree for Wagga Wagga Operations Trust | WAGGNSF1 | From In Service to In Commissioning
2024-10-31 | NSW1 | Project commitment | Wellington North Solar Farm (Lightsource) | Wellington North Solar Farm Pty Ltd | WELNSF1 | From Committed to In Service
2024-10-31 | NSW1 | Project commitment | Wyalong Solar Farm | Wyalong Solar Farm Pty Ltd as the trustee for the Wyalong Solar Farm Unit Trust | WYASF1 | From In Service to In Commissioning
2024-10-31 | QLD1 | Informative note | Aldoga BESS Stage 1 | Acciona Energy Australia Global Pty Ltd |  | FCUD changed from Nov 2025 to Dec 2027
2024-10-31 | QLD1 | Informative note | All Non-Registered Generating Units in Queensland | Various |  | Project survey record removed for all existing non-registered non scheduled generating units - the publication now only includes registered generating units
2024-10-31 | QLD1 | Informative note | Barron Gorge | CleanCo Queensland Limited | BARRON-1 | Expected closure year updated from 2042 to 2063
2024-10-31 | QLD1 | Informative note | Barron Gorge | CleanCo Queensland Limited | BARRON-2 | Expected closure year updated from 2042 to 2063
2024-10-31 | QLD1 | Informative note | Bundaberg Solar Farm | Bundaberg Development Pty Ltd |  | FCUD changed from Aug 2025 to Dec 2025
2024-10-31 | QLD1 | Informative note | Dulacca Solar | juwi Renewable Energy Pty Ltd |  | FCUD changed from Aug 2024 to Dec 2024
2024-10-31 | QLD1 | Informative note | Dysart Solar Farm RED | Tilt Renewables Australia Pty Ltd |  | Project discontinued
2024-10-31 | QLD1 | Informative note | GEP - QRNB1 | GEP Developments Pty Ltd |  | Project discontinued
2024-10-31 | QLD1 | Informative note | Kareeya | CleanCo Queensland Limited | KAREEYA1 | Expected closure year updated from 2037 to 2057
2024-10-31 | QLD1 | Informative note | Kareeya | CleanCo Queensland Limited | KAREEYA2 | Expected closure year updated from 2037 to 2057
2024-10-31 | QLD1 | Informative note | Kareeya | CleanCo Queensland Limited | KAREEYA3 | Expected closure year updated from 2037 to 2057
2024-10-31 | QLD1 | Informative note | Kareeya | CleanCo Queensland Limited | KAREEYA4 | Expected closure year updated from 2037 to 2057
2024-10-31 | QLD1 | Informative note | Sapphire Wind Farm | SWF1 Operations Holdings Pty Ltd as trustee for SWF1 Hold Trust |  | Battery unit discontinued
2024-10-31 | QLD1 | Informative note | Tully Sugar Mill | Tully Sugar Limited |  | Registered Non Scheduled generating unit added
2024-10-31 | QLD1 | Informative note | Valdora Solar Farm | Diamond Energy Pty Ltd |  | Registered Non Scheduled generating unit added
2024-10-31 | QLD1 | Project commitment | Aldoga Solar Farm | Acciona Energy Australia Global Pty Ltd |  | From Publicly Announced to Anticipated
2024-10-31 | QLD1 | Project commitment | Broadsound Solar Farm | Broadsound Solar Farm Pty Ltd |  | From Anticipated to Committed
2024-10-31 | QLD1 | Project commitment | Broken Hill | MACQGEN |  | From In Commissioning to In Service
2024-10-31 | QLD1 | Project commitment | Gangarri Solar Farm | Shell New Energies Australia Pty Ltd | GANGARR1 | From In Service to In Commissioning
2024-10-31 | QLD1 | Project commitment | Gawara Baya Wind Farm | UPPER BURDEKIN WIND FARM PTY LTD | GBBATT1 | From Publicly Announced to Anticipated
2024-10-31 | QLD1 | Project commitment | Gawara Baya Wind Farm | UPPER BURDEKIN WIND FARM PTY LTD | GBWF1 | From Publicly Announced to Anticipated
2024-10-31 | QLD1 | Project commitment | Kaban Wind Farm | Kaban Wind Farm Trust | KABANWF1 | From In Service to In Commissioning
2024-10-31 | QLD1 | Project commitment | Kennedy Energy Park - Phase 1 - Solar | Windlab / Eurus | KEPSF1 | From In Commissioning to In Service
2024-10-31 | QLD1 | Project commitment | Kennedy Energy Park - Phase 1 - Storage | Windlab/Eurus | KEPBG1 | From In Commissioning to In Service
2024-10-31 | QLD1 | Project commitment | Kennedy Energy Park - Phase 1 - Wind | Windlab / Eurus | KEPWF1 | From In Commissioning to In Service
2024-10-31 | QLD1 | Project commitment | Kingaroy Solar Farm | Kingaroy PropertyCo Pty Ltd as trustee for Kingaroy Property Trust | KINGASF1 | From Publicly Announced to In Commissioning
2024-10-31 | QLD1 | Project commitment | Punch's Creek Renewable Energy | skylabgroup_NR |  | From Publicly Announced to Anticipated
2024-10-31 | QLD1 | Project commitment | Ulinda Park BESS | Ulinda Park ProjectCo Pty Ltd in its capacity as trustee for the Ulinda Park Project Trust | ULBESS | From Anticipated to Committed
2024-10-31 | QLD1 | Project commitment | Wandoan South Solar Stage 1 | Vena Evergy | WANDSF1 | From In Service to In Commissioning
2024-10-31 | QLD1 | Project commitment | Western Downs Battery | Western Downs BESS Pty Ltd as trustee for Western Downs BESS Trust | WDBESSG1 | From Committed to In Commissioning
2024-10-31 | SA1 | Informative note | All Non-Registered Generating Units in South Australia | Various |  | Project survey record removed for all existing non-registered non scheduled generating units - the publication now only includes registered generating units
2024-10-31 | SA1 | Informative note | Bungala BESS | Enel Green Power Australia Pty Ltd |  | Project discontinued
2024-10-31 | SA1 | Informative note | Bungala Three Battery Energy Storage System | Reach Solar Management Co |  | Project discontinued
2024-10-31 | SA1 | Informative note | Bungala Three Solar Power Plant | Reach Solar Management Co |  | Project discontinued
2024-10-31 | SA1 | Informative note | GEP - SRBE1 | GEP Developments PtyLtd |  | Project discontinued
2024-10-31 | SA1 | Project commitment | Adelaide Desalination Plant | South Australian Water Corporation | ADPBA1 | From In Service to In Commissioning
2024-10-31 | SA1 | Project commitment | Adelaide Desalination Plant | South Australian Water Corporation | ADPPV1 | From In Service to In Commissioning
2024-10-31 | SA1 | Project commitment | Adelaide Desalination Plant | South Australian Water Corporation | ADPPV2 | From In Service to In Commissioning
2024-10-31 | SA1 | Project commitment | Adelaide Desalination Plant | South Australian Water Corporation | ADPPV3 | From In Service to In Commissioning
2024-10-31 | SA1 | Project commitment | Adelaide Desalination Plant | South Australian Water Corporation | ADVMH1 | From In Service to In Commissioning
2024-10-31 | SA1 | Project commitment | Christies Beach Wastewater Treatment Plant | South Australian Water Corporation | CBWWBA1 | From In Service to In Commissioning
2024-10-31 | SA1 | Project commitment | Christies Beach Wastewater Treatment Plant | South Australian Water Corporation | CBWWPV1 | From In Service to In Commissioning
2024-10-31 | SA1 | Project commitment | Goyder South Wind Farm 1A | Goyder Wind Farm 1A Pty Ltd as trustee for Goyder Wind Farm 1A Trust | GSWF1A | From In Service to In Commissioning
2024-10-31 | TAS1 | Informative note | All Non-Registered Generating Units in Tasmania | Various |  | Project survey record removed for all existing non-registered non scheduled generating units - the publication now only includes registered generating units
2024-10-31 | TAS1 | Informative note | GEP - TNTH1 | GEP Developments PtyLtd |  | Project discontinued
2024-10-31 | TAS1 | Informative note | GEP - TNTH2 | GEP Developments PtyLtd |  | Project discontinued
2024-10-31 | VIC1 | Informative note | All Non-Registered Generating Units in Victiria | Various |  | Project survey record removed for all existing non-registered non scheduled generating units - the publication now only includes registered generating units
2024-10-31 | VIC1 | Informative note | Brooklyn LFG U1-3 | EDL LFG Vic Pty Ltd |  | Registered Non Scheduled generating unit added
2024-10-31 | VIC1 | Informative note | Carisbrook Solar Farm | Origin Energy |  | Project discontinued
2024-10-31 | VIC1 | Informative note | Derby Solar Farm & BESS | DERBY SOLAR PROJECT PTY LTD |  | FCUD changed from Mar 2025 to Dec 2026, battery unit added
2024-10-31 | VIC1 | Informative note | GEP - VAGL1 | GEP Developments PtyLtd |  | Project discontinued
2024-10-31 | VIC1 | Informative note | GEP - VBGL1 | GEP Developments PtyLtd |  | Project discontinued
2024-10-31 | VIC1 | Informative note | GEP - VPTL2 | GEP Developments Pty Ltd |  | Project discontinued
2024-10-31 | VIC1 | Informative note | GEP - VSIR3 | GEP Developments Pty Ltd |  | Project discontinued
2024-10-31 | VIC1 | Informative note | GEP - VSIR4 | GEP Developments PtyLtd |  | Project discontinued
2024-10-31 | VIC1 | Informative note | Horsham Solar Farm | ESCO SOLAR FARM 7 PTY LTD |  | FCUD changed from Dec 2024 to Jan 2026
2024-10-31 | VIC1 | Informative note | Melbourne Regional Landfill | Landfill Operations Pty Ltd |  | Registered Non Scheduled generating unit added
2024-10-31 | VIC1 | Informative note | Traralgon Network Support Station | NovaPower Pty Ltd |  | Registered Non Scheduled generating unit added
2024-10-31 | VIC1 | Informative note | Waubra North Wind Farm - KCI | ACCIONA Energy Australia Global Pty Ltd |  | Project discontinued
2024-10-31 | VIC1 | Informative note | Wollert | LMS Energy Pty Ltd | WOLLERT1 | Expected closure year updated from 2042 to 2044
2024-10-31 | VIC1 | Informative note | Wunghnu Solar Farm | Sun Spot 3 Pty Ltd | WUNUSF1 | FCUD changed from Oct 2024 to Mar 2025
2024-10-31 | VIC1 | Project commitment | Cohuna Solar Farm | Cohuna Solar Farm Pty Ltd as trustee for the Cohuna Solar Farm Trust | COHUNSF1 | From In Service to In Commissioning
2024-10-31 | VIC1 | Project commitment | Goorambat East Solar Farm (ENGIE) | Engie |  | From Publicly Announced to Committed
2024-10-31 | VIC1 | Project commitment | Hawkesdale Wind Farm | Hawkesdale Asset Pty Ltd as trustee for Hawkesdale Asset Trust | HD1WF1 | From In Service to In Commissioning
2024-10-31 | VIC1 | Project commitment | Mortlake Battery | BORAL |  | From Anticipated to Committed
2024-10-31 | VIC1 | Project commitment | Mortlake Energy Hub | brightnightpower_NR |  | From Publicly Announced to Anticipated
2024-10-31 | VIC1 | Project commitment | Mt Gellibrand Wind Farm | ACCIONA Energy | MTGELWF1 | From In Service to In Commissioning
2024-10-31 |  | Site name update | Baranduda Electrical Energy Reserve |  |  | Sitename changed from Birdwood Energy Reserve - KCI To Baranduda Electrical Energy Reserve
2024-10-31 |  | Site name update | Derby Solar Farm & BESS |  |  | Sitename changed from Derby Solar Farm To Derby Solar Farm & BESS
2024-10-31 |  | Site name update | Goulburn River Solar Farm And BESS |  |  | Sitename changed from Goulburn River SF To Goulburn River Solar Farm And BESS
2024-10-31 |  | Site name update | Great Lakes BESS |  |  | Sitename changed from Palmerston BESS To Great Lakes BESS
2024-10-31 |  | Site name update | Hughes Rd BESS |  |  | Sitename changed from Wurdong BESS To Hughes Rd BESS
2024-10-31 |  | Site name update | Kiewa Valley BESS |  |  | Sitename changed from Dedernag BESS (Trina) To Kiewa Valley BESS
2024-10-31 |  | Site name update | LINCOLN GAP BESSBDU |  |  | Sitename changed from Lincoln Gap Wind Farm - BESS To LINCOLN GAP BESSBDU
2024-10-31 |  | Site name update | Miriam Vale Solar Farm - A |  |  | Sitename changed from Miriam Vale Renewable Energy Hub To Miriam Vale Solar Farm - A
2024-10-31 |  | Site name update | Western Downs Battery- Stage 2 |  |  | Sitename changed from Western Downs Battery Connection - KCI To Western Downs Battery- Stage 2
2024-07-29 | NSW1 | Informative note | 275 Kent St | Cogent Energy Pty Ltd |  | Project record deleted as project reached end of life
2024-07-29 | NSW1 | Informative note | 8 Chifley Place | Cogent Energy Pty Ltd |  | Project record deleted as project reached end of life
2024-07-29 | NSW1 | Informative note | Mt Piper | EnergyAustralia NSW Pty Ltd | MP2 (upgrade) | Project record deleted as the upgrade unit is combined with the existing unit and reflected in the scheduled capacity profile.
2024-07-29 | NSW1 | Informative note | Rosedale SF | Lightsource Development Services Australia Pty Ltd |  | Project record deleted as project discontinued
2024-07-29 | NSW1 | Project commitment | Capital Battery | Capital Battery Pty Ltd | CBESS | AEMO corrected the error in estimation of unit status in previous publication. Status changed from In Service to Committed
2024-07-29 | NSW1 | Project commitment | Crookwell 3 Wind Farm | Crookwell 3 Development Pty Ltd |  | From Committed* to Committed
2024-07-29 | NSW1 | Project commitment | Culcairn Solar Farm | Culcarin Solar Farm Trust |  | From Anticipated to Committed
2024-07-29 | NSW1 | Project commitment | Limondale BESS | Limondale Battery Pty. Ltd |  | From Publicly Announced to Anticipated
2024-07-29 | NSW1 | Project commitment | Maryvale Solar and Energy Storage System | Maryvale Solar Farm Pty Ltd |  | From Publicly Announced to Anticipated. Battery unit added.
2024-07-29 | NSW1 | Project commitment | Quorn Park Hybrid | Quorn Park Solar Farm Pty Ltd as the trustee for Quorn Park Solar Farm Trust | QPBESS, QPSF | From Anticipated to Committed
2024-07-29 | NSW1 | Project commitment | Silver City Energy Storage | A-CAES NSW PTY LTD |  | From Publicly Announced to Anticipated
2024-07-29 | NSW1 | Project commitment | Snuggery | Synergen Power Pty Ltd | SNUGNL1 | From In Service to In Service - Announced Withdrawal (Permanent)
2024-07-29 | QLD1 | Informative note | Burdekin Solar Farm - KCI | Burdekin Solar Farm Pty Ltd Atf Burdekin Genesis Project Trust |  | Technology type corrected to Solar from Storage
2024-07-29 | QLD1 | Informative note | Tarong | Stanwell Corporation Limited | TARONG#1, TARONG#2 | Expected closure year updated from 2037 to 2036
2024-07-29 | QLD1 | Informative note | Upper Burdekin Wind Farm - KCI | Upper Burdekin Wind Farm Pty Ltd |  | Project record deleted as project discontinued
2024-07-29 | QLD1 | Project commitment | Broadsound Solar Farm | Broadsound Solar Farm Pty Ltd |  | From Publicly Announced to Anticipated
2024-07-29 | QLD1 | Project commitment | Bundaberg Solar Farm | Bundaberg Development Pty Ltd |  | From Publicly Announced to Committed
2024-07-29 | QLD1 | Project commitment | Greenbank BESS | CSENERGY |  | From Anticipated to Committed
2024-07-29 | QLD1 | Project commitment | Munna Creek Solar Farm | Munna Creek Solar Farm Investments Pty Ltd as trustee for the Munna Creek Solar Farm Trust |  | From Publicly Announced to Anticipated
2024-07-29 | SA1 | Project commitment | Clements Gap - BESS | Pacific Hydro Clements Gap Pty Ltd |  | From Publicly Announced to Committed
2024-07-29 | SA1 | Project commitment | Goyder South Wind Farm 1A | Goyder Wind Farm 1 Trust | GSWF1A | AEMO corrected the error in estimation of unit status in previous publication. Status changed from In Service to Committed
2024-07-29 | SA1 | Project commitment | Goyder South Wind Farm 1B | Goyder Wind Farm 1B Trust | GSWF1B | AEMO corrected the error in estimation of unit status in previous publication. Status changed from In Service to Committed
2024-07-29 | SA1 | Project commitment | Mannum BESS | Epic Energy South Australia Pty Ltd |  | From Publicly Announced to Anticipated
2024-07-29 | VIC1 | Informative note | 321 Exhibition Street Trigen | Cogent Energy |  | Project record deleted as project reached end of life
2024-07-29 | VIC1 | Informative note | Crowlands Wind Farm | Pacific Hydro Crowlands Pty Ltd | CROWLWF1 | Expected closure year updated from 2050 to 2044
2024-07-29 | VIC1 | Informative note | Golden Plains Wind Farm East | Golden Plains WF1 Pty Ltd as trustee for the Golden Plains WF1 Unit Trust |  | Expected closure year updated from 2054 to 2055
2024-07-29 | VIC1 | Informative note | Goorambat East Solar Farm | Neoen Australia Pty Ltd |  | Project record deleted as project discontinued
2024-07-29 | VIC1 | Informative note | Kerang Hybrid | Kerang Power Pty Ltd |  | Project record deleted as project discontinued
2024-07-29 | VIC1 | Informative note | Morwell Solar | ARP Australian Solar |  | Project record deleted as project discontinued
2024-07-29 | VIC1 | Project commitment | LaTrobe Valley BESS | Tilt Renewables Australia Pty Ltd |  | From Anticipated to Committed
2024-07-29 |  | Site name update | Gawara Baya Wind Farm |  |  | Sitename changed from Upper Burdekin Wind Farm - KCI To Gawara Baya Wind Farm
2024-07-29 |  | Site name update | Hunter Power Station |  |  | Sitename changed from Kurri Kurri OCGT To Hunter Power Station
2024-07-29 |  | Site name update | Lambruk Solar Project |  |  | Sitename changed from Lambruk Solar Farm To Lambruk Solar Project
2024-07-29 |  | Site name update | Maryvale Solar and Energy Storage System |  |  | Sitename changed from Maryvale Solar Farm To Maryvale Solar and Energy Storage System
2024-07-29 |  | Site name update | Narrabri Hybrid Project |  |  | Sitename changed from Narrabri Solar Farm & BESS To Narrabri Hybrid Project
2024-07-29 |  | Site name update | Rutherglen Battery - KCI |  |  | Sitename changed from Rutherglen Solar and Storage - KCI To Rutherglen Battery - KCI
2024-07-29 |  | Site name update | Tchelery Wind Farm |  |  | Sitename changed from Tchelery Wind Farm - KCI To Tchelery Wind Farm
2024-05-27 | NSW1 | Informative note | Eraring | Origin Energy Eraring Pty Ltd | ER01, ER02, ER03, ER04 | Expected closure year changed from 2025 to 2027
2024-04-16 | NSW1 | Informative note | Lismore BESS | GMR Energy Pty Ltd |  | Project record deleted as project discontinued
2024-04-16 | NSW1 | Informative note | Mates Gully Solar Farm | sparkrenewables_NR |  | Project record deleted as project discontinued
2024-04-16 | NSW1 | Informative note | Tamworth BESS | The Trustee for Equis Energy (Ausralia) Ngumi 4 Asset Trust |  | Project record deleted as project discontinued
2024-04-16 | NSW1 | Project commitment | Broken Hll | MACQGEN | BHBG1 & BHBL1 | From Committed to In Commissioning
2024-04-16 | NSW1 | Project commitment | Capital Battery | Capital Battery Pty Ltd | CBESS1 | From Committed to In Service
2024-04-16 | NSW1 | Project commitment | Flyers Creek Wind Farm | Flyers Creek Wind Farm Pty Ltd | GSWF1A | From Committed to In Service
2024-04-16 | NSW1 | Project commitment | Koorangie Energy Storage System | Edify Energy |  | From Anticipated to Committed
2024-04-16 | NSW1 | Project commitment | Metz Solar Farm | Metz ProjectCo Pty Ltd as trustee for Metz ProjectCo Trust | METZSF1 | From Committed to In Service
2024-04-16 | NSW1 | Project commitment | New England Solar Farm | ACEN AUSTRALIA | NEWENSF1 | From In Commissioning to In Service
2024-04-16 | NSW1 | Project commitment | New England Solar Farm | ACEN AUSTRALIA | NEWENSF2 | From In Commissioning to In Service
2024-04-16 | NSW1 | Project commitment | New England Solar Farm | ACEN AUSTRALIA |  | Third stage from Publicly Announced to Anticipated
2024-04-16 | NSW1 | Project commitment | New England Solar Farm BESS | ACEN AUSTRALIA |  | One unit has moved back from Anticipated to Publicly Announced due to updated project status
2024-04-16 | NSW1 | Project commitment | Tallawarra B | Energy Australia | TALWB1 | From Committed* to In Service
2024-04-16 | NSW1 | Project commitment | Tilbuster Solar Farm | Enerparc Australia Pty Ltd |  | From Anticipated to Committed
2024-04-16 | QLD1 | Informative note | Brendale BESS | Brendale Battery ProjectCo Pty Lt |  | From Publicly Announced to Anticipated
2024-04-16 | QLD1 | Informative note | Broadlea Solar Farm | EEW Eco Energy World |  | Project record deleted as project discontinued
2024-04-16 | QLD1 | Informative note | High Road | Ratch Australia |  | Project record deleted as project discontinued
2024-04-16 | QLD1 | Informative note | Lake Awoonga (Site B) Solar Farm | TotalEnergies Renewables Australia |  | Project record deleted as project discontinued
2024-04-16 | QLD1 | Informative note | Lake Awoonga (Site B) Solar Farm | TotalEnergies Renewables Australia |  | Project record deleted as project discontinued
2024-04-16 | QLD1 | Informative note | Tarong | Acenergy Pty Ltd | TARONG#1 | Expected closure year changed from 2036 to 2037
2024-04-16 | QLD1 | Informative note | Tarong | Acenergy Pty Ltd | TARONG#2 | Expected closure year changed from 2036 to 2037
2024-04-16 | QLD1 | Informative note | Tieri BESS | FRV Service Australia Pty Ltd | TieriBESS1 | Solar Farm removed, only BESS project
2024-04-16 | QLD1 | Project commitment | Greenbank BESS | CSENERGY |  | From Publicly Announced to Anticipated
2024-04-16 | QLD1 | Project commitment | MacIntyre Wind Farm | Macintyre Windfarm Pty Ltd and Arc Energy Macintyre Pty Ltd |  | From Anticipated to Committed*
2024-04-16 | QLD1 | Project commitment | Tarong BESS - Stanwell | Stanwell Corporation Limited |  | From Anticipated to Committed
2024-04-16 | QLD1 | Project commitment | Wandoan South Solar Stage 1 | Vena Evergy | WANDSF1 | From In Commissioning to In Service
2024-04-16 | QLD1 | Project commitment | Western Downs Battery | Western Downs BESS Trust | WDBESS | From Anticipated to Committed
2024-04-16 | QLD1 | Project commitment | Woolooga Solar Farm | Woolooga Fund Pty Ltd | WOOLGSF1 | From Committed to In Service
2024-04-16 | SA1 | Closure date | Port Lincoln GT | Synergen Power Pty Ltd | POR01 | Closure date of 1/1/2028 advised
2024-04-16 | SA1 | Closure date | Port Lincoln GT | Synergen Power Pty Ltd | POR03 | Closure date of 1/1/2028 advised
2024-04-16 | SA1 | Closure date | Snuggery | Synergen Power Pty Ltd | SNUG1 | Closure date of 1/1/2028 advised
2024-04-16 | SA1 | Closure date | Snuggery | Synergen Power Pty Ltd | SNUGNL1 | Expected closure year of 2028 advised
2024-04-16 | SA1 | Informative note | Goyder South Hub - BESS | Neoen |  | Project record deleted as project discontinued
2024-04-16 | SA1 | Informative note | Starfish Hill | Acenergy Pty Ltd | STARHLWF | Expected closure year changed from 2027 to 2033
2024-04-16 | SA1 | Project commitment | Blyth BESS | Glenrowan Solar Farm Pty Ltd as trustee for Glenrowan Solar Farm Trust | GSWF1B | From Anticipated to Committed
2024-04-16 | SA1 | Project commitment | Goyder South Wind Farm 1A | Goyder Wind Farm 1 Trust | GSWF1A | From Committed to In Service
2024-04-16 | SA1 | Project commitment | Goyder South Wind Farm 1B | Goyder Wind Farm 1B Trust | GSWF1B | From Committed to In Service
2024-04-16 | SA1 | Project commitment | Mannum Solar Farm 2 | Mannum Stage 2 SubCo Pty Ltd as trustee for the Mannum Stage 2 Unit Trust | MANSF2 | From Committed to In Commissioning
2024-04-16 | SA1 | Project commitment | Tailem Bend Battery Project | Vena Energy | TB2BG1 | From In Commissioning to In Service
2024-04-16 | SA1 | Project commitment | Templers BESS | ZEN Energy Future Pty Ltd |  | From Anticipated to Committed
2024-04-16 | SA1 | Project commitment | Torrens Island BESS | TIPSCO | TIBG1 / TIPL1 | From In Commissioning to In Service
2024-04-16 | TAS1 | Informative note | Cellars Hill BESS | The Trustee for Equis Wind (Australia) Cellars Hill Asset Trust |  | Project record deleted as project discontinued
2024-04-16 | TAS1 | Informative note | Cellars Hill Wind Farm | The Trustee for Equis Wind (Australia) Cellars Hill Asset Trust |  | Project record deleted as project discontinued
2024-04-16 | TAS1 | Informative note | George Town Battery System | Hydro-Electric Corporation |  | Project record deleted as project discontinued
2024-04-16 | TAS1 | Informative note | Low Head Wind Farm - Stage 1 | Equis Wind (Australia) Projects (LHWF1) Pty Ltd as trustee for the Equis Wind (Australia) LHWF1 Asset Trust |  | Project record deleted as project discontinued
2024-04-16 | VIC1 | Informative note | Mornington BESS | Mornington BESS Project Pty Ltd as Trustee of Mornington BESS Project Trust |  | The status has moved back from Anticipated to Publicly Announced due to updated project commitment details
2024-04-16 | VIC1 | Informative note | Terang Battery Energy Storage System | Acenergy Pty Ltd |  | Project record deleted as project discontinued
2024-04-16 | VIC1 | Project commitment | Glenrowan Solar Farm | Glenrowan Solar Farm Pty Ltd as trustee for Glenrowan Solar Farm Trust |  | From Committed to In Service
2024-04-16 | VIC1 | Project commitment | LaTrobe Valley BESS | Tilt Renewables Australia Pty Ltd |  | From Publicly Announced to Anticipated
2024-04-16 |  | Site name update | Armidale BESS |  |  | Sitename changed from Armidale BESS - 150 To Armidale BESS
2024-04-16 |  | Site name update | Bracewell Energy Project |  |  | Sitename changed from Mount Larcom (Site A) Solar Farm To Bracewell Energy Project
2024-04-16 |  | Site name update | Lambruk Solar Farm |  |  | Sitename changed from Acacia SF (Lambruk Solar Project) To Lambruk Solar Farm
2024-04-16 |  | Site name update | Moorabool BESS |  |  | Sitename changed from Victorian Big Battery 2 To Moorabool BESS
2024-04-16 |  | Site name update | Tamworth BESS - Valent |  |  | Sitename changed from Tamworth BESS - Gmr Energy To Tamworth BESS - Valent
2024-04-16 |  | Site name update | Tieri BESS |  |  | Sitename changed from Tieri Solar Farm To Tieri BESS
2024-02-07 | SA1 | Closure date | Port Lincoln GT | Synergen Power Pty Ltd | POR01 | Expected closure year changed from 2030 to 2027
2024-02-07 | SA1 | Closure date | Port Lincoln GT | Synergen Power Pty Ltd | POR03 | Expected closure year changed from 2030 to 2027
2024-02-07 | SA1 | Closure date | Snuggery | Synergen Power Pty Ltd | SNUG1 | Expected closure year changed from 2030 to 2027
2024-02-07 | SA1 | Closure date | Snuggery | Synergen Power Pty Ltd | SNUGNL1 | Expected closure year changed from 2030 to 2027
2024-01-29 | NSW1 | Informative note | 20 Bond St | Cogent Energy Pty Ltd |  | Project record deleted as project reached end of life
2024-01-29 | NSW1 | Informative note | Armidale Pumped Hydro | UPC Renewables |  | Project record deleted as project discontinued
2024-01-29 | NSW1 | Informative note | Broken Hill | MACQGEN |  | Full Commercial Use Date changed from Dec 2023 to Jan 2024
2024-01-29 | NSW1 | Informative note | Mannum Solar Farm 2 | Mannum Stage 2 SubCo Pty Ltd as trustee for the Mannum Stage 2 Unit Trust |  | Full Commercial Use Date changed from Nov 2023 to Feb 2024
2024-01-29 | NSW1 | Informative note | Maoneng Battery | Maoneng Australia |  | Project record deleted as project discontinued
2024-01-29 | NSW1 | Informative note | Merriwa Solar Farm | Midgar Solar Project Pty Ltd |  | Project record deleted as project discontinued
2024-01-29 | NSW1 | Informative note | Newcastle Offshore Wind | Newcastle Offshore Wind Energy Pty Ltd |  | Capacity corrected
2024-01-29 | NSW1 | Informative note | Riverina Solar Farm | Riverina Solar Pty Ltd |  | Full Commercial Use Date changed from Jun 2024 to Jun 2025
2024-01-29 | NSW1 | Informative note | Sunraysia BESS | Maoneng Australia |  | Project record deleted as project discontinued
2024-01-29 | NSW1 | Informative note | Tallawarra B | EnergyAustralia Tallawarra Pty Ltd |  | Full Commercial Use Date changed from Jan 2024 to Feb 2024
2024-01-29 | NSW1 | Informative note | Wyalong Solar Farm | Wyalong Solar Farm Pty Ltd as the trustee for the Wyalong Solar Farm Unit Trust |  | Full Commercial Use Date changed from Jul 2023 to Jan 2024
2024-01-29 | NSW1 | Project commitment | Culcairn Solar Farm | Culcarin Solar Farm Trust |  | Project added and Anticipated
2024-01-29 | NSW1 | Project commitment | Eraring Big Battery | Origin Energy Electricity Limited |  | From Anticipated to Committed
2024-01-29 | NSW1 | Project commitment | Liddell BESS | MACQGEN |  | From Proposed to Anticipated
2024-01-29 | NSW1 | Project commitment | Lockhart Hybrid Facility - Battery | Better Energy Technology Pty Ltd |  | Project added and Anticipated
2024-01-29 | NSW1 | Project commitment | Lockhart Hybrid Facility - Solar | Better Energy Technology Pty Ltd |  | Project added and Anticipated
2024-01-29 | NSW1 | Project commitment | Queanbeyan BESS | Berrybank 2 Asset Pty Ltd as Trustee for Berrybank 2 Asset Trust | QBYNBG1 | From In Commissioning to In Service
2024-01-29 | NSW1 | Project commitment | Richmond Valley BESS | Ark Energy Corporation Pty Ltd |  | Project added and Anticipated
2024-01-29 | NSW1 | Project commitment | Rye Park Wind Farm | Tilt Renewables Australia Pty Ltd |  | From Committed to In commissioning
2024-01-29 | NSW1 | Project commitment | Tamworth BESS - Gmr Energy | Gmr Energy |  | From Proposed to Anticipated
2024-01-29 | QLD1 | Informative note | Aldoga BESS Stage 2 | Acciona Energy Australia Global |  | Project record deleted as project discontinued
2024-01-29 | QLD1 | Informative note | Birkdale | LMS ENERGY Pty Ltd |  | Project record deleted as project reached end of life
2024-01-29 | QLD1 | Informative note | Euroa Hydrogen Project | Vena Energy |  | Project record deleted as it is not a generator
2024-01-29 | QLD1 | Informative note | Karara | CLEANCO |  | Project record deleted as project temporarily discontinued
2024-01-29 | QLD1 | Informative note | South Pine BESS - KCI | Neon Australia Pty Ltd |  | Project record deleted as project discontinued
2024-01-29 | QLD1 | Informative note | Stanwell Power Station BESS | Stanwell Corporation Limited |  | Project record deleted due to duplication
2024-01-29 | QLD1 | Project commitment | Aldoga BESS Stage 1 | Acciona Energy Australia Global |  | From Proposed to Anticipated
2024-01-29 | QLD1 | Project commitment | Banksia Solar Farm | Venn Energy Pty / Banksia Solar Project Pty Ltd Old: Venn Energy |  | From Proposed to Anticipated
2024-01-29 | QLD1 | Project commitment | Chinchilla BESS | CSENERGY | CHBESSG1 | From Anticipated to In commissioning
2024-01-29 | QLD1 | Project commitment | Dulacca Wind Farm | Dulacca Energy Project Co Pty Ltd | DULAWF1 | From In Commissioning to In Service
2024-01-29 | QLD1 | Project commitment | Mt Fox BESS - ARENA | Mount Fox BESS Pty Ltd |  | From Proposed to Anticipated
2024-01-29 | QLD1 | Project commitment | Munna Creek Solar Farm | Renewable Energy System Technologies Pty Ltd |  | From Anticipated to Proposed
2024-01-29 | SA1 | Informative note | Mobiling BESS (Akaysha) | Akaysha Energy |  | Project record deleted as project discontinued
2024-01-29 | SA1 | Project commitment | Bungama Solar | Bungama Project (Solar) Operations Pty Ltd |  | From Proposed to Anticipated
2024-01-29 | SA1 | Project commitment | Hydrogen Jobs Plan | Office of Hydrogen SA |  | From Proposed to Anticipated
2024-01-29 | SA1 | Project commitment | Tailem Bend Battery Project | Vena Energy |  | From Committed to In commissioning
2024-01-29 | VIC1 | Informative note | Brooklyn | EDL LFG Vic Pty Ltd |  | Project record deleted as project reached end of life
2024-01-29 | VIC1 | Informative note | Cranbourne BESS (Maoneng) | Maoneng Australia Pty Ltd |  | Project record deleted as project discontinued
2024-01-29 | VIC1 | Informative note | Glenrowan Solar Farm | Glenrowan Solar Farm Pty Ltd as trustee for Glenrowan Solar Farm Trust |  | Expected closure year changed from 2054 to 2053
2024-01-29 | VIC1 | Informative note | Morwell Battery Energy System | Maoneng Australia Pty Ltd |  | Project record deleted as project discontinued
2024-01-29 | VIC1 | Informative note | South Morang Battery Energy Storage System | Maoneng Australia Pty Ltd |  | Project record deleted as project discontinued
2024-01-29 | VIC1 | Project commitment | Girgarre Solar Farm | Giragarre Solar Farm Pty Ltd as trustee for Giragarre Solar Farm Trust | GIRGSF | From Anticipated to Committed
2024-01-29 | VIC1 | Project commitment | Melbourne Renewable Energy Hub - Side A | MREH Pty Ltd as trustee for MREH Asset Trust |  | From Anticipated to Committed
2024-01-29 | VIC1 | Project commitment | Mornington BESS | GMR Energy Pty Ltd |  | From Proposed to Anticipated
2024-01-29 | VIC1 | Project commitment | Mortlake Battery | BORAL |  | From Proposed to Anticipated
2024-01-29 | VIC1 | Project commitment | Terang BESS | frv_NR |  | From Proposed to Anticipated
2024-01-29 | VIC1 | Project commitment | Woolsthorpe Wind Farm | Woolsthorpe Wind Farm Pty Ltd |  | From Proposed to Anticipated
2024-01-29 |  | Site name update | Bundaberg Solar Farm |  |  | Sitename changed from EIWA Bundaberg Solar Farm To Bundaberg Solar Farm
2024-01-29 |  | Site name update | Deniliquin East BESS |  |  | Sitename changed from BESS Styx - Storage - KCI To Deniliquin East BESS
2024-01-29 |  | Site name update | Junction Rivers BESS – Stage 1 |  |  | Sitename changed from Burrawong Wind Farm BESS – Stage 1 To Junction Rivers BESS – Stage 1
2024-01-29 |  | Site name update | Junction Rivers BESS – Stage 2 |  |  | Sitename changed from Burrawong BESS – Stage 2 To Junction Rivers BESS – Stage 2
2024-01-29 |  | Site name update | Junction Rivers Wind Farm – Stage 1 |  |  | Sitename changed from Burrawong Wind Farm – Stage 1 To Junction Rivers Wind Farm – Stage 1
2024-01-29 |  | Site name update | Junction Rivers Wind Farm – Stage 2 |  |  | Sitename changed from Burrawong Wind Farm – Stage 2 To Junction Rivers Wind Farm – Stage 2
2024-01-29 |  | Site name update | Merriwa BESS 1 |  |  | Sitename changed from Merriwa Solar Farm - BESS To Merriwa BESS 1
2024-01-29 |  | Site name update | Orsted Gippsland A&B Windfarm |  |  | Sitename changed from Gippsland A&B - Wind - KCI To Orsted Gippsland A&B Windfarm
2024-01-29 |  | Site name update | Orsted Gippsland C Windfarm |  |  | Sitename changed from Gippsland C - Wind - KCI To Orsted Gippsland C Windfarm
2024-01-29 |  | Site name update | Stanwell BESS |  |  | Sitename changed from Central Renewable Energy Zone BESS To Stanwell BESS
2024-01-29 |  | Site name update | Tarong BESS - Stanwell |  |  | Sitename changed from Southern Renewable Energy Zone BESS To Tarong BESS - Stanwell
2024-01-29 |  | Site name update | Tomago BESS (AGL) |  |  | Sitename changed from NSW Diverse Battery To Tomago BESS (AGL)
2023-10-27 | NSW1 | Informative note | Capital Battery | Neoen Australia Pty Ltd | CBESS1 | Expected closure year changed from 2043 to 2048
2023-10-27 | NSW1 | Informative note | Goldwind battery | Goldwind |  | Project record deleted as project discontinued
2023-10-27 | NSW1 | Informative note | Goldwind reciprocating engine | Goldwind |  | Project record deleted as project discontinued
2023-10-27 | NSW1 | Informative note | Kangaroo Hills BESS | Walcha Energy Pty Ltd |  | Project record deleted. Project now included as part of Kangaroo Hills Wind Farm Project.
2023-10-27 | NSW1 | Informative note | Molong System Strength Battery Pilot | The Trustee for Transgrid Services Trust |  | Project record deleted as project discontinued
2023-10-27 | NSW1 | Informative note | Murrurundi Wind Farm | Neoen Australia Pty Ltd |  | Project record deleted as project discontinued
2023-10-27 | NSW1 | Informative note | Newcastle Gas Peaker | AGL Energy Limited |  | Project record deleted as project discontinued
2023-10-27 | NSW1 | Informative note | Tara Springs Wind Farm | RES Australia Pty Ltd |  | Project record deleted as project discontinued
2023-10-27 | NSW1 | Informative note | Walcha Energy Project - Kangaroo Hills Wind Farm | Walcha Energy Pty Ltd |  | Project record deleted as project discontinued
2023-10-27 | NSW1 | Informative note | Walcha Energy Project - St Leonards Wind Farm | Walcha Energy Pty Ltd |  | Project record deleted as project discontinued
2023-10-27 | NSW1 | Project commitment | Avonlie Solar Farm | Iberdrola Australia Limited |  | From In Commissioning to In Service
2023-10-27 | NSW1 | Project commitment | Crookwell 3 Wind Farm | Crookwell 3 Development Pty Ltd |  | From Anticipated to Committed
2023-10-27 | NSW1 | Project commitment | Darlington Point Energy Storage System | DPESS Pty Ltd | DPNTBG1 | From Committed to In Service
2023-10-27 | NSW1 | Project commitment | Dulacca Wind Farm | Dulacca Energy Project Co Pty Ltd | DULAWF1 | From Committed to In Commissioning
2023-10-27 | NSW1 | Project commitment | Flyers Creek Wind Farm | Flyers Creek Wind Farm Pty Ltd | FLYCRKWF | From Anticipated to Committed
2023-10-27 | NSW1 | Project commitment | Riverina Energy Storage System 1 | Edify Energy Pty Ltd |  | From Committed to In Service
2023-10-27 | NSW1 | Project commitment | Riverina Energy Storage System 2 | RESS 2 Pty Ltd | RIVNBG2 | From Committed to In Service
2023-10-27 | NSW1 | Project commitment | Tilbuster Solar Farm | Enerparc Australia Pty Ltd |  | From Proposed to Anticipated, expected closure year changed from 2054 to 2055
2023-10-27 | NSW1 | Project commitment | Wagga North Solar Farm | Wagga Wagga Operationsco Pty Ltd as trustree for Wagga Wagga Operations Trust | WAGGNSF1 | From In Commissioning to In Service
2023-10-27 | NSW1 | Project commitment | Wyalong Solar Farm | Wyalong Solar Farm Pty Ltd as the trustee for the Wyalong Solar Farm Unit Trust | WYASF1 | From Committed to In Service
2023-10-27 | NSW1 | Project commitment | Yanco Solar Farm | Origin Energy |  | From Anticipated to Proposed
2023-10-27 | QLD1 | Informative note | Barunggam Solar Battery Farm - Battery - KCI | Ubergy Pty Ltd |  | Project record deleted as project discontinued
2023-10-27 | QLD1 | Informative note | Barunggam Solar Farm - KCI | Ubergy Pty Ltd |  | Project record deleted as project discontinued
2023-10-27 | QLD1 | Informative note | Bluff Solar Farm | Iberdrola Australia Development Pty Ltd |  | Project record deleted as project discontinued
2023-10-27 | QLD1 | Informative note | Borumba Pumped Hydro | Queensland Hydro |  | Expected closure year changed from 2070 to 2130
2023-10-27 | QLD1 | Informative note | Bouldercombe Solar Farm - KCI | ENEL Green Power Australia Pty Ltd |  | Project record deleted as project discontinued
2023-10-27 | QLD1 | Informative note | Bouldercombe Solar Farm BESS - KCI | ENEL Green Power Australia Pty Ltd |  | Project record deleted as project discontinued
2023-10-27 | QLD1 | Informative note | Brampton Solar Farm | Edify Energy Pty Ltd |  | Project record deleted as project discontinued
2023-10-27 | QLD1 | Informative note | Brooyer BESS | Res Group |  | Project record deleted as project discontinued
2023-10-27 | QLD1 | Informative note | Callide Power Station BESS | Edify Energy Pty Ltd |  | Project record deleted as project discontinued
2023-10-27 | QLD1 | Informative note | Clarke Creek Wind and Solar Farm - Solar | Squadron Energy |  | Project record deleted as project discontinued
2023-10-27 | QLD1 | Informative note | CQH2 Phase 1 - HPF | Stanwell Corporation Ltd |  | Project record deleted as project discontinued
2023-10-27 | QLD1 | Informative note | MacIntyre Wind Farm | Macintyre Windfarm Pty Ltd and Arc Energy Macintyre Pty Ltd |  | Expected closure year changed from 2050 to 2053
2023-10-27 | QLD1 | Informative note | Mirani Solar Farm | ESCO Pacific |  | Project record deleted as project discontinued
2023-10-27 | QLD1 | Informative note | Rolleston Solar Farm | RES Australia Pty Ltd |  | Project record deleted as project discontinued
2023-10-27 | QLD1 | Informative note | Western Downs Battery | Neoen Australia Pty Ltd | WDBESS | Expected closure year changed from 2044 to 2048
2023-10-27 | QLD1 | Project commitment | Bluegrass Solar Farm | X-Elio Australia Pty Ltd |  | From In Commissioning to In Service
2023-10-27 | QLD1 | Project commitment | Bouldercombe Battery project | Genex Power Limited |  | From Anticipated to In Service
2023-10-27 | QLD1 | Project commitment | Columboola Solar Farm | Luminous Energy |  | From In Commissioning to In Service
2023-10-27 | QLD1 | Project commitment | Edenvale Solar Farm | Edenvale Solar Park Pty Ltd |  | From In Commissioning to In Service
2023-10-27 | QLD1 | Project commitment | Kaban Wind Farm | Kaban Wind Farm Pty Ltd as trustee for Kaban Wind Farm Trust | KABANWF1 | From In Commissioning to In Service
2023-10-27 | QLD1 | Project commitment | Wandoan South Solar Stage 1 | Vena Evergy | WANDSF1 | From Committed to In Commissioning
2023-10-27 | SA1 | Informative note | Middleback Ranges Pumped Hydro | Zen Energy |  | Project record deleted as project discontinued
2023-10-27 | SA1 | Informative note | North West Bend Substation Solar | North West Bend Solar Project Pty Ltd |  | Project record deleted as project discontinued
2023-10-27 | SA1 | Informative note | Pallamana Solar Farm | RES Australia Pty Ltd |  | Project record deleted as project discontinued
2023-10-27 | SA1 | Informative note | Torrens Island A | AGL SA Generation Pty Limited | TORRA3 | Project record deleted as Project retired for over a year.
2023-10-27 | SA1 | Informative note | Torrens Island B | AGL SA Generation Pty Limited | TORRB1 | AGL has advised that the unit will no longer return to service from its presently mothballed state.
2023-10-27 | TAS1 | Informative note | Bashan 2 Wind Farm | Goldwind Australia |  | Project record deleted as project discontinued
2023-10-27 | TAS1 | Informative note | Bridgewater BESS | Edify Energy Pty Ltd |  | Project record deleted as project discontinued
2023-10-27 | TAS1 | Informative note | Wesley Vale Solar Farm | Climate Capital Pty Ltd |  | Project record deleted as project discontinued
2023-10-27 | VIC1 | Informative note | Jeeralang B | EnergyAustralia Ecogen Pty Ltd | JLB01 | EA advised of unavailability of Unit 1 for Summer 2023-24
2023-10-27 | VIC1 | Informative note | Tarong BESS | Stanwell Corporation Limited |  | Project record deleted as project discontinued
2023-10-27 | VIC1 | Informative note | Tarrone Wind Farm | Global Power Generation Australia Pty Ltd |  | Project record deleted as project discontinued
2023-10-27 | VIC1 | Project commitment | Berrybank Stage 2 Wind Farm | Berrbank Development Pty ltd |  | From In Commissioning to In Service
2023-10-27 | VIC1 | Project commitment | Hazelwood BESS | Hazelwood BESS Project Co Pty Ltd as trustee for the HBESS Asset Trust | HBESSG1 | From Committed to In Service
2023-10-27 | VIC1 | Project commitment | Horsham Solar Farm | ESCO Pacific |  | From Proposed to Anticipated
2023-10-27 | VIC1 | Project commitment | Melbourne Renewable Energy Hub - Side A | MREH Pty Ltd as trustee for MREH Asset Trust |  | From Proposed to Anticipated
2023-10-27 | VIC1 | Project commitment | Mortlake South Wind Farm | Mortlake South Wind Farm Pty Ltd |  | From In Commissioning to In Service
2023-10-27 | VIC1 | Project commitment | Mt Gellibrand Wind Farm | ACCIONA Energy | MTGELWF1 | From In Commissioning to In Service
2023-10-27 | VIC1 | Project commitment | Phillip Island BESS | Mondo Power | PIBESSG1 | From In Commissioning to In Service
2023-10-27 | VIC1 | Project commitment | Ryan Corner Wind Farm | Ryan Corner Development Pty Ltd |  | From Anticipated to Committed
2023-10-27 |  | Site name update | Bellbay Wind Farm (Low Heads Wind Farm Stage 2) |  |  | Sitename changed from Bellbay Wind Farm To Bellbay Wind Farm (Low Heads Wind Farm Stage 2)
2023-10-27 |  | Site name update | Bennetts Creek BESS |  |  | Sitename changed from Monash BESS To Bennetts Creek BESS
2023-10-27 |  | Site name update | Borumba |  |  | Sitename changed from Borumba Pumped Hydro To Borumba
2023-10-27 |  | Site name update | Bundy Energy Hub A (BESS) |  |  | Sitename changed from Bundey Energy Hub Battery Energy Storage A To Bundy Energy Hub A (BESS)
2023-10-27 |  | Site name update | Great Lakes Battery |  |  | Sitename changed from Palmerston Big Battery To Great Lakes Battery
2023-10-27 |  | Site name update | Hunter Central Coast Offshore Energy (Wind) |  |  | Sitename changed from Hunter Coast Offshore Wind To Hunter Central Coast Offshore Energy (Wind)
2023-10-27 |  | Site name update | Jeremiah Wind Farm |  |  | Sitename changed from Jeremiah WF To Jeremiah Wind Farm
2023-10-27 |  | Site name update | Karara |  |  | Sitename changed from Karara Wind Farm To Karara
2023-10-27 |  | Site name update | Koolunga BESS |  |  | Sitename changed from Brinkworth BESS - Storage - KCI To Koolunga BESS
2023-10-27 |  | Site name update | Melbourne Renewable Energy Hub - Side A |  |  | Sitename changed from Melbourne Renewable Energy Hub To Melbourne Renewable Energy Hub - Side A
2023-10-27 |  | Site name update | Mount Walsh Wind Farm (Mainstream) |  |  | Sitename changed from Mount Walsh Wind Farm To Mount Walsh Wind Farm (Mainstream)
2023-10-27 |  | Site name update | Mt Fox Wind Farm |  |  | Sitename changed from Mt Fox Energy Park - KCI To Mt Fox Wind Farm
2023-10-27 |  | Site name update | Nine Network Willoughby |  |  | Sitename changed from Nine Network Willoughby To Nine Network Willoughby
2023-10-27 |  | Site name update | Robertstown Solar |  |  | Sitename changed from Robertstown Solar Farm To Robertstown Solar
2023-10-27 |  | Site name update | Rocky Point Sugar Mill Cogeneration Plant |  |  | Sitename changed from Renewable Power Australia Limited To Rocky Point Sugar Mill Cogeneration Plant
2023-10-27 |  | Site name update | St George Leagues Club |  |  | Sitename changed from St George Leagues Club To St George Leagues Club
2023-10-27 |  | Site name update | Stanhope BESS Project 01 |  |  | Sitename changed from Stanhope BESS Project To Stanhope BESS Project 01
2023-10-27 |  | Site name update | Summerfield BESS |  |  | Sitename changed from Summerfield BESS - KCI To Summerfield BESS
2023-10-27 |  | Site name update | Thomastown BESS |  |  | Sitename changed from Thomastown Terminal Station - KCI To Thomastown BESS
2023-10-27 |  | Site name update | Vast Solar 1 |  |  | Sitename changed from Vast Solar1 Pty Ltd - Thermal - KCI To Vast Solar 1
2023-10-27 |  | Site name update | Wooroora Station Wind Farm |  |  | Sitename changed from Chalumbin Wind Farm To Wooroora Station Wind Farm
2023-10-27 |  | Site name update | Yanco Delta Wind Farm Stage 1 - Battery |  |  | Sitename changed from Yanco Delta Wind Farm Stage 1 - Battery - KCI To Yanco Delta Wind Farm Stage 1 - Battery
2023-09-28 | NSW1 | Informative note | Snowy 2.0. | Snowy Hydro Ltd |  | Capacity upgraded from 2000 to 2200, FCUD changed to Dec 2028
2023-09-28 | NSW1 | Informative note | Tallawarra B | EnergyAustralia Tallawarra Pty Ltd | TALWB1 | Full Commercial Use Date changed from Nov 2023 to Jan 2024
2023-09-28 | QLD1 | Informative note | Callide C | Joint Venture; Callide Energy Pty Ltd and IG Power (Callide) Ltd. | CPP_3, CPP_4 | Capacity change for Summer 2023/24 for both the units and for Winter 2024 for CPP_4
2023-07-07 | NSW1 | Informative note | Liddell | AGL Macquarie Pty Limited | LD01 | Withdrawn - Reached End of Life
2023-07-07 | NSW1 | Informative note | Liddell | AGL Macquarie Pty Limited | LD02 | Withdrawn - Reached End of Life
2023-07-07 | NSW1 | Informative note | Liddell | AGL Macquarie Pty Limited | LD04 | Withdrawn - Reached End of Life
2023-07-07 | NSW1 | Informative note | Shoalhaven Expansion | Origin Energy |  | Project discontinued
2023-07-07 | NSW1 | Informative note | Vales Point B | Delta Electricity | VP5, VP6 | Delta Electricity have advised that Vales Point technical life has been reassessed to be 2033. The closure date will be subject to market conditions and related commercial considerations
2023-07-07 | NSW1 | Project commitment | Bango 999 Wind Farm | BWF Nominees Pty Ltd as trustee for the BWF Trust | BANGOWF2 | From In Commissioning to In Service
2023-07-07 | NSW1 | Project commitment | New England Solar Farm BESS | ACEN RENEWABLES |  | From Publicly Announced to Anticipated
2023-07-07 | NSW1 | Project commitment | Stubbo Solar Farm | ACEN AUSTRALIA |  | From Publicly Announced to Committed
2023-07-07 | NSW1 | Project commitment | Waratah Super Battery | Munmorah Battery Projectco Pty Ltd | WARATAH | From Anticipated to Committed*
2023-07-07 | NSW1 | Project commitment | West Wyalong Solar Farm | Lightsource Australia |  | From In Commissioning to In Service
2023-07-07 | QLD1 | Project commitment | Borumba Pumped Hydro | Queensland Hydro |  | From Publicly Announced to Anticipated
2023-07-07 | QLD1 | Project commitment | Bouldercombe Battery project | Genex Power Limited |  | From Publicly Announced to Anticipated
2023-07-07 | QLD1 | Project commitment | Karara Wind Farm | CLEANCO |  | From Anticipated to Publicly Announced due to CleanCo paused the development of Karara Wind Farm
2023-07-07 | QLD1 | Project commitment | Wambo Wind Farm | Cubico Sustainable Investments Australia Pty Ltd |  | Stage 1 (252 MW) changes from Publicly Announced to Committed
2023-07-07 | QLD1 | Project commitment | Warwick Solar Farm | The University of Queensland | WARWSF1, WARWSF2 | From In Commissioning to In Service
2023-07-07 | SA1 | Project commitment | Goyder South Hub - Solar | Neoen |  | Project discontinued
2023-07-07 | SA1 | Project commitment | Mannum Solar Farm 2 | Mannum Stage 2 SubCo Pty Ltd as trustee for the Mannum Stage 2 Unit Trust Mannum Stage 2 Subco Pty Ltd (Epic) | MANSF2 | From Anticipated to Committed*
2023-07-07 | SA1 | Project commitment | Port Augusta Renewable Energy Park - Solar | PAREP 1 Pty Ltd |  | From In Commissioning to In Service
2023-07-07 | SA1 | Project commitment | Templers BESS | ZEN Energy Future Pty Ltd |  | From Publicly Announced to Anticipated
2023-07-07 | SA1 | Project commitment | Torrens Island BESS | TIPSCO | TIBG1 / TIPL1 | From Committed to In Commissioning
2023-07-07 | TAS1 | Informative note | Wesley Vale Solar | Epuron Projects Pty Ltd |  | Project discontinued
2023-07-07 | TAS1 | Project commitment | George Town Solar | Ark Energy |  | Project discontinued
2023-07-07 | VIC1 | Project commitment | Berrybank Wind Farm | Berrbank Development Pty ltd | BRYB2WF2 | From Committed to In Commissioning
2023-07-07 | VIC1 | Project commitment | Cohuna Solar Farm | Enel Green Power Australia Pty Ltd | COHUNSF1 | From In Commissioning to In Service
2023-07-07 | VIC1 | Project commitment | Hawkesdale Wind Farm | Hawkesdale Asset Pty Ltd as trustee for Hawkesdale Asset Trust |  | From Publicly Announced to Committed
2023-07-07 | VIC1 | Project commitment | Koorangie Energy Storage System | Edify Energy |  | From Publicly Announced to Anticipated
2023-07-07 | VIC1 | Project commitment | Loy Yang A Power Station | AGL Loy Yang Marketing Pty Ltd | LYA2 | Unit upgrade discontinued
2023-07-07 | VIC1 | Project commitment | Lubeck Wind Farm - KCI | Wind Prospect Pty Ltd |  | Project discontinued
2023-07-07 | VIC1 | Project commitment | Philip Island BESS | Mondo Power Mondo | PIBESSG1 | From Committed to In Commissioning
2023-07-07 | VIC1 | Project commitment | Rangebank BESS | Shell New Energies Australia Pty Ltd |  | From Publicly Announced to Committed
2023-07-07 | VIC1 | Project commitment | Tulkara Wind Farm - KCI | Wind Prospect Pty Ltd |  | Project discontinued
2023-07-07 | VIC1 | Project commitment | Wunghnu Solar Farm | Lightsource Development Services Australia |  | From Publicly Announced to Anticipated
2023-07-07 |  | Site name update | Borumba Pumped Hydro |  |  | Sitename changed from Borumba To Borumba Pumped Hydro
2023-07-07 |  | Site name update | Karara Wind Farm |  |  | Sitename changed from Karara To Karara Wind Farm
2023-05-05 | NSW1 | Informative note | 101 Miller Street | Cogent Energy Pty Ltd |  | Project retired
2023-05-05 | NSW1 | Informative note | 20 Bond St | Cogent Energy Pty Ltd |  | Project retired
2023-05-05 | NSW1 | Informative note | 8 Chifley Place | Cogent Energy Pty Ltd |  | Closure year updated
2023-05-05 | NSW1 | Informative note | Armidale BESS (150) | Neoen Australia Pty Ltd |  | Project record removed
2023-05-05 | NSW1 | Informative note | Blackmores | Cogent Energy Pty Ltd |  | Project retired
2023-05-05 | NSW1 | Informative note | Daandine Power Station | APT Petroleum Pipeline Holdings Pty Ltd. |  | Project retired
2023-05-05 | NSW1 | Informative note | Erskine Park | Cogent Energy Pty Ltd |  | Project retired
2023-05-05 | NSW1 | Informative note | Hunter Valley GT | AGL Energy | HVGTS | Project retired
2023-05-05 | NSW1 | Informative note | Liddell | AGL Macquarie Pty Limited | LD3 | Generation unit retired
2023-05-05 | NSW1 | Informative note | Piambong Wind Farm - KCI | Piambong Wind Farm Pty Ltd NEMMCO |  | Battery unit removed
2023-05-05 | NSW1 | Informative note | Salisbury BESS | Walcha Energy Pty Ltd |  | Project (Survey Id : 1678) discontinued, replaced with Salisbury BESS (2452)
2023-05-05 | NSW1 | Informative note | Snowy 2.0 | Snowy Hydro Limited |  | Project Commissioning dates delayed in accordance with recent Snowy Hydro project update media announcement. Specific unit commissioning schedule to be confirmed
2023-05-05 | NSW1 | Informative note | Tenterfield Solar Farm | Enerparc Australia Pty Ltd |  | Closure year updated
2023-05-05 | NSW1 | Informative note | Uralla BESS | Walcha Energy Pty Ltd |  | Project (Survey Id : 1678) discontinued, replaced with Salisbury BESS (2452)
2023-05-05 | NSW1 | Informative note | Wollar Solar Farm | Wollar Solar Development Pty Ltd |  | Battery unit removed
2023-05-05 | NSW1 | Project commitment | Avonlie Solar Farm | Iberdrola Australia Limited |  | From Committed to In Commissioning
2023-05-05 | NSW1 | Project commitment | Bango 999 Wind Farm | BWF Nominees Pty Ltd as trustee for the BWF Trust | BANGOWF2 | From Committed to In Commissioning
2023-05-05 | NSW1 | Project commitment | Capital Battery | Neoen Australia Pty Ltd | CBESS1 | From Publicly Announced to Committed
2023-05-05 | NSW1 | Project commitment | Corowa Solar Farm | Corowa Operationsco Pty Ltd as trustee for Corowa Operations Trust | CRWASF1 | From Committed to In Commissioning
2023-05-05 | NSW1 | Project commitment | Eraring Big Battery | Origin Energy Electricity Limited |  | From Publicly Announced to Anticipated
2023-05-05 | NSW1 | Project commitment | Gullen Range Wind Farm 2 | BEIJING JINGNENG CLEAN ENERGY (AUSTRALIA) HOLDING PTY LTD | GULLRWF2 | From In Commissioning to In Service
2023-05-05 | NSW1 | Project commitment | New England Solar Farm | ACEN AUSTRALIA | NEWENSF1 | From Committed to In Commissioning
2023-05-05 | NSW1 | Project commitment | Queanbeyan BESS | Global Power Generation Australia Pty Ltd |  | From Committed to In Commissioning
2023-05-05 | NSW1 | Project commitment | Uungula Wind Farm | Uungula Wind Farm Pty Ltd |  | From Publicly Announced to Anticipated
2023-05-05 | NSW1 | Project commitment | Wagga North Solar Farm | Wagga Wagga Operationsco Pty Ltd as trustree for Wagga Wagga Operations Trust | WAGGNSF1 | From Committed to In Commissioning
2023-05-05 | NSW1 | Project commitment | Walla Walla Solar Farm | FRV Australia (Walla Walla Asset Co Pty Ltd (ACN 634 728 868) as trustee for the Walla Walla Asset Trust) | WLWLSF | From Anticipated to Committed
2023-05-05 | NSW1 | Project commitment | Warwick Solar Farm | The University of Queensland | WARWSF1 | From Committed to In Commissioning
2023-05-05 | NSW1 | Project commitment | Warwick Solar Farm | The University of Queensland | WARWSF2 | From Committed to In Commissioning
2023-05-05 | NSW1 | Project commitment | West Wyalong Solar Farm | Lightsource Australia |  | From Committed to In Commissioning
2023-05-05 | QLD1 | Informative note | Birkdale | LMS ENERGY Pty Ltd |  | Project retired
2023-05-05 | QLD1 | Informative note | Braemar | Braemar Power Project Pty Ltd | BRAEMAR1 | Capacity reinstated to 188 from 173
2023-05-05 | QLD1 | Informative note | Miles BESS Project | TBSOL |  | Battery added
2023-05-05 | QLD1 | Informative note | Wivenhoe Small Hydro | Stanwell Corporation Limited | WIVENSH | Project discontinued
2023-05-05 | QLD1 | Project commitment | Bluegrass Solar Farm | X-Elio Australia Pty Ltd |  | From Committed to In Commissioning
2023-05-05 | QLD1 | Project commitment | Central Renewable Energy Zone BESS | Stanwell Corporation Ltd |  | From Publicly Announced to Anticipated
2023-05-05 | QLD1 | Project commitment | Columboola Solar Farm | Luminous Energy |  | From Committed to In Commissioning
2023-05-05 | QLD1 | Project commitment | Coopers Gap Wind Farm | PARF Company 6 Pty Limited | COOPGWF1 | From In Commissioning to In Service
2023-05-05 | QLD1 | Project commitment | Edenvale Solar Park | Edenvale Solar Park Pty Ltd |  | From Committed to In Commissioning
2023-05-05 | QLD1 | Project commitment | Kaban Wind Farm | Kaban Wind Farm Pty Ltd as trustee for Kaban Wind Farm Trust | KABANWF1 | From Committed to In Commissioning
2023-05-05 | QLD1 | Project commitment | Kennedy Energy Park - Phase 1 - Solar | Windlab / Eurus | KEPSF1 | From Committed to In Commissioning
2023-05-05 | QLD1 | Project commitment | Kennedy Energy Park - Phase 1 - Storage | Windlab/Eurus | KEPBG1 | From Committed to In Commissioning
2023-05-05 | QLD1 | Project commitment | Kennedy Energy Park - Phase 1 - Wind | Windlab / Eurus | KEPWF1 | From Committed to In Commissioning
2023-05-05 | QLD1 | Project commitment | Western Downs Green Power Hub P/L | Western Downs Green Power Hub Pty Ltd | WDGPH1 | From Committed to In Commissioning
2023-05-05 | SA1 | Informative note | Carmodys Hill Wind Farm | Georgetown Hills Renewable Energy Pty Ltd |  | Battery unit added
2023-05-05 | SA1 | Informative note | Chaff Mill (Mintaro) BESS | FRV Services Australia Pty Ltd | CHMLBESS | Solar Farm removed
2023-05-05 | SA1 | Informative note | Cultana Solar Farm | Cultana Solar Project Company Pty Ltd as trustee for the Cultana Solar Farm Trust |  | Closure year updated
2023-05-05 | SA1 | Informative note | Mannum 2 Solar Farm | Epic |  | Projects (Survey Ids : 2423 & 2424) discontinued, duplicated with project with Survey Id : 2410
2023-05-05 | SA1 | Project commitment | Bolivar Power Station | Iberdrola Australia Energy Markets Pty Limited | BOLIVPS1 | From Committed to In Service
2023-05-05 | SA1 | Project commitment | Bungala Two Solar Farm | Enel Green Power | BNGSF2 | From In Commissioning to In Service
2023-05-05 | SA1 | Project commitment | Port Augusta Renewable Energy Park - Solar | PAREP 1 Pty Ltd |  | From Committed to In Commissioning
2023-05-05 | SA1 | Project commitment | Tailem Bend Stage 2 Solar Project | Vena Energy |  | From Committed to In Commissioning
2023-05-05 | SA1 | Project commitment | Torrens Island BESS | TIPSCO | TIBG1 / TIPL1 | From Anticipated to Committed
2023-05-05 | TAS1 | Informative note | Battery of the Nation - Stage 1 | Hydro Tasmania |  | Project record removed
2023-05-05 | TAS1 | Informative note | Battery of the Nation - Stage 2a | Hydro Tasmania |  | Project record removed
2023-05-05 | TAS1 | Informative note | Battery of the Nation - Stage 3a | Hydro Tasmania |  | Project record removed
2023-05-05 | TAS1 | Informative note | Low Head Wind Farm | Low Head Wind Farm Pty Ltd |  | Project (Survey Id " 1350) discontinued, duplicated with project with Survey Id 2236
2023-05-05 | TAS1 | Informative note | Tamar Valley BESS | HYDROTAS |  | Project discontinued
2023-05-05 | VIC1 | Informative note | 200 Victoria St | Cogent Energy Pty Ltd |  | Project retired
2023-05-05 | VIC1 | Informative note | Berwick | EDL LFG Vic Pty Ltd |  | Project discontinued
2023-05-05 | VIC1 | Informative note | Brooklyn | EDL LFG Vic Pty Ltd |  | Project retired
2023-05-05 | VIC1 | Informative note | Kentbruck Green Power Hub | Neoen Australia Pty Ltd |  | Project (Battery Storage) discontinued
2023-05-05 | VIC1 | Informative note | Mortlake Energy Hub | brightnightpower_NR |  | Changed from Solar to Battery project
2023-05-05 | VIC1 | Project commitment | Cohuna Solar Farm | Enel Green Power Australia Pty Ltd | COHUNSF1 | From Committed to In Commissioning
2023-05-05 | VIC1 | Project commitment | Frasers Solar Farm | Frasers Lane Development Pty Ltd |  | From Publicly Announced to Anticipated
2023-05-05 | VIC1 | Project commitment | Glenrowan Solar Farm | Pacific Partnerships |  | From Anticipated to Committed
2023-05-05 | VIC1 | Project commitment | Mortlake South Wind Farm | Mortlake South Wind Farm Pty Ltd |  | From Committed to In Commissioning
2023-05-05 |  | Site name update | Barwon Solar & BESS |  |  | Sitename changed from Melbourne Renewables Energy Complex To Barwon Solar & BESS
2023-05-05 |  | Site name update | Belhaven Renewable Project |  |  | Sitename changed from Wagga Wagga Renewable Project To Belhaven Renewable Project
2023-05-05 |  | Site name update | Bellambi Heights Renewable |  |  | Sitename changed from Gulgong Solar To Bellambi Heights Renewable
2023-05-05 |  | Site name update | Bellbay Wind Farm |  |  | Sitename changed from Low Head Wind Farm II To Bellbay Wind Farm
2023-05-05 |  | Site name update | Bolivar Power Station |  |  | Sitename changed from Temporary Generation South To Bolivar Power Station
2023-05-05 |  | Site name update | GEP - VPTL2 |  |  | Sitename changed from Southern Ocean To GEP - VPTL2
2023-05-05 |  | Site name update | Melbourne Renewable Energy Hub |  |  | Sitename changed from Melton Renewable Energy Hub To Melbourne Renewable Energy Hub
2023-05-05 |  | Site name update | Muswellbrook Pumped Hydro |  |  | Sitename changed from Bells Mountain To Muswellbrook Pumped Hydro
2023-05-05 |  | Site name update | Oakey Solar Farm |  |  | Sitename changed from Oakey 1 Solar Farm To Oakey Solar Farm
2023-05-05 |  | Site name update | Prairie WF & Wongalee Wind Farm |  |  | Sitename changed from Kennedy Energy Park - Phase 2 - Wind To Prairie WF & Wongalee Wind Farm
2023-05-05 |  | Site name update | South Pacific |  |  | Sitename changed from Wollongong Offshore Wind To South Pacific
2023-05-05 |  | Site name update | Sunshine State Solar Farm and BESS |  |  | Sitename changed from Rollingstone Solar Farm To Sunshine State Solar Farm and BESS
2023-01-23 | NSW1 | Project commitment | Tamworth Solar Farm | Tamworth Solar Farm Pty Ltd |  | Anticipated
2023-01-23 | NSW1 | Project commitment | Wallgrove Grid Battery project | TransGrid | WALGRVG1 | In Service
2023-01-23 | NSW1 | Project commitment | Waratah Super Battery | Munmorah Battery Projectco Pty Ltd | WARATAH | Anticipated
2023-01-23 | NSW1 | Project commitment | Wellington Solar Farm | Lightsource Australia SPV 4 Pty Ltd | WELLSF1 | In Service
2023-01-23 | QLD1 | Informative note | Woolooga Battery Energy Storage System (BESS) | LightsourceBP |  | Project discontinued
2023-01-23 | QLD1 | Project commitment | Gangarri Solar Farm | Shell New Energies Australia Pty Ltd | GANGARR1 | In Service
2023-01-23 | QLD1 | Project commitment | Lilyvale Solar Farm | Lilyvale Asset Co Pty Ltd ATF Lilyvale Asset Trust | LILYSF1 | In Service
2023-01-23 | QLD1 | Project commitment | Moura Solar Farm | Moura Solar Farm SPV Pty Ltd as the Trustee for Moura Solar Farm Unit Trust | MOUSF1 | In Service
2023-01-23 | QLD1 | Project commitment | Oakey 2 Solar Farm | RE Oakey Pty Ltd | OAKEY2SF | In Service
2023-01-23 | QLD1 | Project commitment | Wandoan South BESS | Vena Evergy |  | In Service
2023-01-23 | QLD1 | Project commitment | Western Downs Battery | Neoen | WDBESS | Anticipated
2023-01-23 | SA1 | Informative note | NAWMA | LMS_NR |  | Project discontinued
2023-01-23 | SA1 | Project commitment | Blyth BESS | Neoen Australia Pty Ltd |  | Anticipated
2023-01-23 | SA1 | Project commitment | Goyder South Wind Farm 1A | Neoen Australia Pty Ltd | GSWF1A | Committed
2023-01-23 | SA1 | Project commitment | Goyder South Wind Farm 1B | Neoen Australia Pty Ltd | GSWF1B | Committed
2023-01-23 | SA1 | Project commitment | Lincoln Gap Wind Farm - Stage 2 | Lincoln Gap Wind Farm Pty Ltd | LGAPWF2 | In Service
2023-01-23 | SA1 | Project commitment | Mannum Solar Farm | Mannum Solar Farm Pty Ltd |  | In Service
2023-01-23 | SA1 | Project commitment | Port Augusta Renewable Energy Park - Wind | PAREP 1 Pty Ltd |  | In Service
2023-01-23 | SA1 | Project commitment | Snapper Point Power Station | Port Adelaide Energy Pty Ltd | SNAPPER1 | In Service
2023-01-23 | VIC1 | Informative note | Jeeralang BESS (Maoneng) | Maoneng Australia |  | Project discontinued
2023-01-23 | VIC1 | Informative note | Navarre Wind Farm | Neon Australia Pty Ltd |  | Project discontinued
2023-01-23 | VIC1 | Project commitment | Dundonnell Wind Farm | Tilt Renewables | DUNDWF1, DUNDWF2, DUNDWF3 | In Service
2023-01-23 | VIC1 | Project commitment | Gnarwarre BESS Facility | ACEnergy Pty Ltd |  | Anticipated
2023-01-23 | VIC1 | Project commitment | Golden Plains Wind Farm East | TagEnergy Golden Plains Investments Pty Ltd |  | Committed
2023-01-23 |  | Site name update | Dalvui BESS |  |  | Sitename changed from Terang Battery Energy Storage System (Tilt Renewables) To Dalvui BESS
2023-01-23 |  | Site name update | RMGE94 |  |  | Sitename changed from YES Sunlands To RMGE94
2023-01-23 |  | Site name update | Woodland BESS |  |  | Sitename changed from Darlington Point BESS To Woodland BESS
2022-11-30 | SA1 | Expected Closure Year | Torrens Island B | AGL SA Generation Pty Limited | TORRB1, TORRB2, TORRB3, TORRB4 | Expected closure year changed to 2026 as per advice from AGL Energy
2022-10-31 | NSW1 | Informative note | Currawarra Solar Farm | RES Australia Pty Ltd |  | Project discontinued
2022-10-31 | NSW1 | Informative note | Tarleigh Park Solar Farm | RES Australia Pty Ltd |  | Project discontinued
2022-10-31 | NSW1 | Project commitment | Broken Hill | MACQGEN |  | Committed*
2022-10-31 | NSW1 | Project commitment | Corowa Solar Farm | Corowa Operationsco Pty Ltd as trustee for Corowa Operations Trust | CRWASF1 | In Service
2022-10-31 | NSW1 | Project commitment | Crookwell 3 Wind Farm | Crookwell 3 Development Pty Ltd |  | Anticipated
2022-10-31 | NSW1 | Project commitment | Darlington Point Energy Storage System | Edify Energy Pty Ltd |  | Committed
2022-10-31 | NSW1 | Project commitment | Hillston Sun Farm | Hillston Sun Farm Operations Pty Ltd ATF Hillston | HILLSTN1 | In Service
2022-10-31 | NSW1 | Project commitment | Junee Solar Farm | Junee Operationsco Pty Ltd as trustee for Junee Operations Trust | JUNEESF1 | In Service
2022-10-31 | NSW1 | Project commitment | Queanbeyan BESS | Global Power Generation Australia Pty Ltd |  | Committed
2022-10-31 | NSW1 | Project commitment | Quorn Park Solar Farm | Quorn Park Solar Farm Pty Ltd |  | Anticipated
2022-10-31 | NSW1 | Project commitment | Riverina Energy Storage System 1 | Edify Energy Pty Ltd |  | Committed
2022-10-31 | NSW1 | Project commitment | Riverina Energy Storage System 2 | Edify Energy Pty Ltd |  | Committed
2022-10-31 | NSW1 | Project commitment | Wagga North Solar Farm | Wagga Wagga Operationsco Pty Ltd as trustree for Wagga Wagga Operations Trust | WAGGNSF1 | In Service
2022-10-31 | QLD1 | Informative note | Gympie Regional Energy Hub - Stage 1 | SolarQ Pty Ltd |  | Project discontinued
2022-10-31 | QLD1 | Project commitment | Chinchilla BESS | CSENERGY |  | Anticipated
2022-10-31 | SA1 | Project commitment | Adelaide Desalination Plant | South Australian Water Corporation | ADPBA1G, ADPPV1, ADPPV2 | In Service
2022-10-31 | SA1 | Project commitment | Bolivar Power Station | Iberdrola Australia Energy Markets Pty Limited | BOLIVPS1 | Committed
2022-10-31 | SA1 | Project commitment | Bolivar Waste Water Treatment | South Australian Water Corporation | BOWWBA1G, BOWWPV1 | In Service
2022-10-31 | SA1 | Project commitment | Christies Beach Wastewater Treatment Plant | South Australian Water Corporation | CBWWBA1G, CBWWPV1 | In Service
2022-10-31 | SA1 | Project commitment | Cultana Solar Farm | Cultana Solar Project Company Pty Ltd as trustee for the Cultana Solar Farm Trust |  | Anticipated
2022-10-31 | SA1 | Project commitment | Happy Valley Reservoir | South Australian Water Corporation | HVWABA1G, HVWAPV1 | In Service
2022-10-31 | SA1 | Project commitment | Mannum Adelaide Pumping Station No 2 - MAPL2 (Palmer) | South Australian Water Corporation | MAPS2PV1 | In Service
2022-10-31 | SA1 | Project commitment | Mannum Adelaide Pumping Station No 3 - MAPL3 (Tungkillo) | South Australian Water Corporation | MAPS3PV1 | In Service
2022-10-31 | SA1 | Project commitment | Mannum Solar Farm | Mannum Solar Farm Pty Ltd |  | Committed
2022-10-31 | SA1 | Project commitment | Morgan To Whyalla Pipeline No 1 PS And Water Filtration Plant | South Australian Water Corporation | MWPS1PV1 | In Service
2022-10-31 | SA1 | Project commitment | Morgan To Whyalla Pipeline No 2 PS | South Australian Water Corporation | MWPS2PV1 | In Service
2022-10-31 | SA1 | Project commitment | Morgan To Whyalla Pipeline No 3 PS | South Australian Water Corporation | MWPS3PV1 | In Service
2022-10-31 | SA1 | Project commitment | Morgan To Whyalla Pipeline No 4 PS | South Australian Water Corporation | MWPS4PV1 | In Service
2022-10-31 | SA1 | Project commitment | Murray Bridge - Onkaparinga Pipeline Pump 2 | South Australian Water Corporation | MBPS2PV1 | In Service
2022-10-31 | SA1 | Project commitment | Tailem Bend Battery Project | Vena Energy |  | Committed
2022-10-31 | VIC1 | Informative note | Murra Warra Solar Farm | RES Australia Pty Ltd |  | Project discontinued
2022-10-31 | VIC1 | Informative note | Penshurst | RES Australia Pty Ltd |  | Project discontinued
2022-10-31 | VIC1 | Project commitment | Bulgana Green Power Hub - BESS | Bulgana Wind Farm Pty Ltd | BULBESG1 | In Service
2022-10-31 | VIC1 | Project commitment | Carag SF | EP Sunspot 3 Pty Ltd |  | Anticipated
2022-10-31 | VIC1 | Project commitment | Diapur Wind Farm | Diapur Wind Farm Pty Ltd |  | In Service
2022-10-31 | VIC1 | Project commitment | Glenrowan Solar Farm | Pacific Partnerships |  | Anticipated
2022-10-31 | VIC1 | Project commitment | Hawkesdale Wind Farm | Hawkesdale Asset Pty Ltd as trustee for Hawkesdale Asset Trust |  | Anticipated
2022-10-31 | VIC1 | Project commitment | Hazelwood Battery Energy Storage System (HBESS) | Hazelwood BESS Project Co Pty Ltd as trustee for the HBESS Asset Trust | HBESSG1 | Committed
2022-10-31 | VIC1 | Project commitment | Murra Warra Wind Farm - stage 2 | Murra Warra II Project Co Pty Ltd as Trustee for the Murra Warra II Project Trust | MUWAWF2 | In Service
2022-10-31 | VIC1 | Project commitment | Ryan Corner Wind Farm | Ryan Corner Development Pty Ltd |  | Anticipated
2022-10-31 | VIC1 | Project commitment | Stockyard Hill Wind Farm | Stockyard Hill Wind Farm Pty Ltd | STOCKYD1 | In Service
2022-10-31 | VIC1 | Project commitment | Yendon Wind Farm | Northleaf /InfraRed/Macquarie Capital | YENDWF1 | In Service
2022-08-31 | VIC1 | Project commitment | Mortlake South Wind Farm | Mortlake South Wind Farm Pty Ltd |  | Committed
2022-07-22 | NSW1 | Informative note | Tomago GT | AGL Hydro Partnership |  | Project discontinued
2022-07-22 | NSW1 | Project commitment | Darlington Point Energy Storage System | Edify Energy Pty Ltd |  | Anticipated
2022-07-22 | NSW1 | Project commitment | Riverina Energy Storage System 1 | Edify Energy Pty Ltd |  | Anticipated
2022-07-22 | NSW1 | Project commitment | Riverina Energy Storage System 2 | Edify Energy Pty Ltd |  | Anticipated
2022-07-22 | QLD1 | Informative note | Suntown Renewable Energy Facility | LMS Energy Pty Ltd |  | Project discontinued
2022-07-22 | QLD1 | Informative note | Suntown Renewable Energy Facility | LMS Energy Pty Ltd |  | Project discontinued
2022-07-22 | QLD1 | Project commitment | Clarke Creek Wind Farm | CLARKE CREEK ENERGY PTY LTD | CLRKCWF1 | Committed
2022-07-22 | QLD1 | Project commitment | Clarke Creek Wind Farm | CLARKE CREEK ENERGY PTY LTD | CLRKCWF2 | Committed
2022-07-22 | QLD1 | Project commitment | Gangarri Solar Farm | Shell New Energies Australia Pty Ltd | GANGARR1 | In Commissioning
2022-07-22 | QLD1 | Project commitment | Karara | CLEANCO |  | Anticipated
2022-07-22 | SA1 | Informative note | Mannum Adelaide Pumping Station No 3 - MAPL3 (Kanmantoo) | South Australian Water Corporation | MAPS3PV2 | Project removed from publication, as the developer has advised it is a duplicate of Mannum Adelaide Pumping Station No 3 – MAPL3 (Tungkillo)
2022-07-22 | VIC1 | Informative note | Shepparton Solar Farm | Neoen |  | Project discontinued
2022-07-22 | VIC1 | Project commitment | Berrybank Wind Farm | Berrbank Development Pty ltd |  | Committed
2022-07-22 | VIC1 | Project commitment | Moorabool Wind Farm | Moorabool Wind Farm Interface Company Pty Ltd | MOORAWF1 | In Service
2022-07-22 |  | Site name update | Capital Battery |  |  | Sitename changed from Queanbeyan Battery To Capital Battery
2022-06-15 | NSW1 | Informative note | Dalton | AGL Hydro Partnership |  | Discontinued
2022-06-15 | NSW1 | Informative note | UNSW C25 | Cogent Energy Pty Ltd |  | Discontinued
2022-06-15 | NSW1 | Informative note | Walgett Solar Farm | Walgett Solar Pty Ltd |  | Discontinued
2022-06-15 | NSW1 | Informative note | Wee Waa Solar Farm | Overland Sun Farming |  | Discontinued
2022-06-15 | NSW1 | Project commitment | Jemalong Solar | Genex Power | JEMALNG1 | In Service
2022-06-15 | QLD1 | Informative note | Collinsville North Solar Project | Vena Energy |  | Discontinued
2022-06-15 | QLD1 | Informative note | Comet Solar Farm | Comet Solar Farm Pty Ltd |  | Discontinued
2022-06-15 | QLD1 | Informative note | Ipswich Regional Energy Hub - Storage | SolarQ Pty Ltd |  | Discontinued
2022-06-15 | QLD1 | Informative note | Molendinar | LMS Energy Pty Ltd |  | Discontinued
2022-06-15 | QLD1 | Informative note | Rochedale Renewable Energy Facility | LMS Energy Pty Ltd | ROCHEDAL | Discontinued
2022-06-15 | QLD1 | Informative note | Wivenhoe Regional Energy Hub - Solar | SolarQ Pty Ltd |  | Discontinued
2022-06-15 | QLD1 | Informative note | Wivenhoe Regional Energy Hub - Storage | SolarQ Pty Ltd |  | Discontinued
2022-06-15 | QLD1 | Project commitment | Wandoan South Solar Stage 1 | Vena Evergy | WANDSF1 | Committed
2022-06-15 | SA1 | Informative note | Kanmantoo | AGL SA Generation Pty Limited |  | Discontinued
2022-06-15 | SA1 | Project commitment | Adelaide Desalination Plant | South Australian Water Corporation | ADPBA1G | Committed
2022-06-15 | SA1 | Project commitment | Adelaide Desalination Plant | South Australian Water Corporation | ADPPV1 | Committed
2022-06-15 | SA1 | Project commitment | Adelaide Desalination Plant | South Australian Water Corporation | ADPPV2 | Committed
2022-06-15 | SA1 | Project commitment | Bolivar Waste Water Treatment | South Australian Water Corporation | BOWWPV1 | Committed
2022-06-15 | SA1 | Project commitment | Mannum Adelaide Pumping Station No 2 - MAPL2 (Palmer) | South Australian Water Corporation | MAPS2PV1 | Committed
2022-06-15 | SA1 | Project commitment | Mannum Adelaide Pumping Station No 3 - MAPL3 (Tungkillo) | South Australian Water Corporation | MAPS3PV1 | Committed*
2022-06-15 | TAS1 | Informative note | Tamar Valley Combined Cycle | AETV Pty Ltd | TVCC201 | Change from In Service - Announced Withdrawal (Permanent) to In Service
2022-06-15 | VIC1 | Informative note | Ben More | Ratch Australia |  | Discontinued
2022-06-15 | VIC1 | Informative note | Mallee Solar Farm | juwi Renewable Energy Pty Ltd |  | Discontinued
2022-06-15 | VIC1 | Project commitment | Kiamal Solar Farm - Stage 1 | KSF Project Nominees Pty Ltd ATF KSF Project Trust | KIAMSF1 | In Service
2022-06-15 | VIC1 | Project commitment | Sunraysia Solar Farm | Sunraysia Solar Project Pty Ltd | SUNRSF1 | In Service
2022-06-15 | VIC1 | Project commitment | Winton Solar Farm | Winton Asset Co. Pty Ltd as Trustee of the Winton Asset Trust | WINTSF1 | In Service
2022-06-15 |  | Site name update | Latitude Solar Farm |  |  | Sitename changed from Kentucky Solar Farm To Latitude Solar Farm
2022-05-31 | NSW1 | Project commitment | Orana BESS | Akaysha Energy |  | Anticipated
2022-05-31 | NSW1 | Project commitment | West Wyalong Solar Farm | Lightsource Australia |  | Committed
2022-05-31 | NSW1 | Project commitment | Wollar Solar Farm | Wollar Solar Development Pty Ltd |  | Committed
2022-05-31 | QLD1 | Project commitment | Ulinda Park BESS | Akaysha Energy |  | Anticipated
2022-05-31 | SA1 | Project commitment | Bolivar Waste Water Treatment | South Australian Water Corporation | BOWWBA1G | Committed
2022-05-31 | SA1 | Project commitment | Christies Beach Wastewater Treatment Plant | South Australian Water Corporation | CBWWBA1G | Committed
2022-05-31 | SA1 | Project commitment | Christies Beach Wastewater Treatment Plant | South Australian Water Corporation | CBWWPV1 | Committed
2022-05-31 | SA1 | Project commitment | Happy Valley Reservoir | South Australian Water Corporation | HVWABA1G | Committed
2022-05-31 | SA1 | Project commitment | Happy Valley Reservoir | South Australian Water Corporation | HVWAPV1 | Committed
2022-05-31 | SA1 | Project commitment | Lincoln Gap Wind Farm - stage 2 | Lincoln Gap Wind Farm Pty Ltd | LGAPWF2 | In Commissioning
2022-05-31 | SA1 | Project commitment | Snapper Point Power Station | Nexif | SNAPPER1 | In Commissioning
2022-05-31 | SA1 | Project commitment | Tailem Bend Battery Project | Vena Energy |  | Anticipated
2022-05-31 | SA1 | Project commitment | Tailem Bend Stage 2 Solar Project | Vena Energy |  | Committed
2022-05-31 | VIC1 | Project commitment | Wooreen Energy Storage System | EnergyAustralia Holdings Limited |  | Anticipated
2022-05-31 |  | Site name update | Bolivar Power Stataion |  |  | Sitename changed from Temporary Generation South To Bolivar Power Station
2022-02-22 | NSW1 | Closure date | Eraring | Origin Energy Eraring Pty Ltd | ER01, ER02, ER03, ER04 | Closure date changed to 19/08/2025 as per advice from Origin Energy
2022-02-22 | NSW1 | Expected Closure Year | Bayswater | AGL Macquarie Pty Limited | BW01, BW02, BW03, BW04 | Expected closure year changed to 2033 as per advice from AGL Energy
2022-02-22 | NSW1 | Project commitment | Tallawarra B | EnergyAustralia Tallawarra Pty Ltd |  | Committed*
2022-02-22 | NSW1 | Scheduled Capacity | Kurri Kurri OCGT | Snowy Hydro Limited |  | Scheduled capacity changed from 750 to 660 as per advice from the owner
2022-02-22 | VIC1 | Expected Closure Year | Loy Yang A Power Station | AGL Loy Yang Marketing Pty Ltd | LYA1, LYA2, LYA3, LYA4 | Expected closure year changed to 2045 as per advice from AGL Energy
2022-02-08 | VIC1 | Project commitment | Victorian Big Battery | Victorian Big Battery Pty Ltd | VBBG1 | In Service
2022-01-21 | NSW1 | Informative note | Crudine Ridge Wind Farm | CRWF Nominees Pty Ltd as trustee of the CRWF Trust | CRURWF1 | Nameplate capacity updated from 138.01 MW to 141.71 MW
2022-01-21 | NSW1 | Informative note | West Illawarra Leagues Club | Western Suburbs Leagues Club | WESTILL1 | Nameplate capacity updated from 0.99 MW to 1.43 MW
2022-01-21 | NSW1 | Project commitment | Avonlie Solar Farm | Iberdrola Australia Limited |  | Committed
2022-01-21 | NSW1 | Project commitment | Goonumbla Solar Farm | Goonumbla Asset Co Pty Ltd as trustee for the Goonumbla Asset Trust | GOONSF1 | In Service
2022-01-21 | NSW1 | Project commitment | Gullen Range Wind Farm 2 | BEIJING JINGNENG CLEAN ENERGY (AUSTRALIA) HOLDING PTY LTD | GULLRWF2 | In Commissioning
2022-01-21 | NSW1 | Project commitment | Hunter Valley GT | AGL Energy | HVGTS | Withdrawn
2022-01-21 | NSW1 | Project commitment | Quorn Park Solar Farm | Quorn Park Solar Farm Pty Ltd |  | Anticipated
2022-01-21 | NSW1 | Project commitment | Wagga North Solar Farm | Wagga Wagga Operationsco Pty Ltd as trustree for Wagga Wagga Operations Trust | WAGGNSF1 | The remaining 12 units of Wagga North Solar Farm become Committed
2022-01-21 | NSW1 | Project commitment | Wallgrove Grid Battery project | TransGrid | WALGRVG1 | In Commissioning
2022-01-21 | NSW1 | Project commitment | Wyalong Solar Farm | Wyalong Solar Farm Pty Ltd |  | Committed
2022-01-21 | QLD1 | Project commitment | MacIntyre Wind Farm | Macintyre Windfarm Pty Ltd and Arc Energy Macintyre Pty Ltd |  | Anticipated
2022-01-21 | SA1 | Project commitment | Adelaide Desalination Plant | South Australian Water Corporation | ADPPV2 | Committed*
2022-01-21 | SA1 | Project commitment | Bolivar Waste Water Treatment | South Australian Water Corporation | BOWWPV1 | Committed*
2022-01-21 | SA1 | Project commitment | Mannum Adelaide Pumping Station No 2 - MAPL2 (Palmer) | South Australian Water Corporation | MAPS2PV1 | Committed*
2022-01-21 | SA1 | Project commitment | Mannum Adelaide Pumping Station No 3 - MAPL3 (Kanmantoo) | South Australian Water Corporation | MAPS3PV2 | Committed*
2022-01-21 | SA1 | Project commitment | Murray Bridge - Onkaparinga Pipeline Pump 2 | South Australian Water Corporation | MBPS2PV1 | Committed*
2022-01-21 | SA1 | Project commitment | Port Augusta Renewable Energy Park - Solar | PAREP 1 Pty Ltd |  | Committed
2022-01-21 | SA1 | Project commitment | Port Augusta Renewable Energy Park - Wind | PAREP 1 Pty Ltd |  | Committed
2022-01-21 | SA1 | Project commitment | Temporary Generation South (Bolivar) | Infigen Energy |  | Anticipated
2022-01-21 | VIC1 | Project commitment | Epworth Hospital - East Melbourne - Freemasons | Epworth Hospital Ltd |  | In Service
2022-01-21 | VIC1 | Project commitment | Yatpool Solar Farm | Yatpool Sun Farm Pty Ltd | YATSF1 | In Service
2021-11-30 | SA1 | Project commitment | Snapper Point Power Station | Nexif |  | Committed
2021-10-15 | NSW1 | Informative note | Cooma Solar Farm (Risen) | Risen Energy Australia Pty Ltd |  | Discontinued
2021-10-15 | NSW1 | Informative note | Liddell | AGL Macquarie Pty Limited | LD03, LD04 | Liddell Unit 3 has updated closure date from 1/04/2023 to 1/04/2022, Unit 4 has updated closure date from 1/04/2022 to 1/04/2023
2021-10-15 | NSW1 | Project commitment | Avonlie Solar Farm | RES Australia |  | Anticipated
2021-10-15 | NSW1 | Project commitment | Collector | Ratch Australia | COLWF01 | In Service
2021-10-15 | NSW1 | Project commitment | Hillston Sun Farm | Hillston Sun Farm Pty Ltd |  | Committed
2021-10-15 | NSW1 | Project commitment | Jemalong Solar | Genex Power | JEMALNG1 | In Commissioning
2021-10-15 | NSW1 | Project commitment | Rye Park Wind Farm | Tilt Renewables Australia Pty Ltd |  | Committed
2021-10-15 | NSW1 | Project commitment | Wagga North Solar Farm | Wagga Wagga Operationsco Pty Ltd as trustree for Wagga Wagga Operations Trust |  | Anticipated
2021-10-15 | NSW1 | Project commitment | Walla Walla Solar Farm | FRV Australia (Walla Walla Asset Co Pty Ltd (ACN 634 728 868) as trustee for the Walla Walla Asset Trust) |  | Anticipated
2021-10-15 | NSW1 | Project commitment | Wellington Solar Farm | Lightsource Australia SPV 4 Pty Ltd | WELLSF1 | In Commissioning
2021-10-15 | NSW1 | Project commitment | Yanco Solar Farm | ib vogt / Sun Spot 6 |  | Anticipated
2021-10-15 | QLD1 | Nameplate capacity | Munna Creek Solar Farm | Renewable Energy System Technologies Pty Ltd |  | Changed from 143 MW to 154 MW
2021-10-15 | QLD1 | Project commitment | Dulacca Wind Farm | RES Australia |  | Committed
2021-10-15 | QLD1 | Project commitment | Edenvale Solar Park | Edenvale Solar Park Pty Ltd |  | Committed
2021-10-15 | QLD1 | Project commitment | Kaban Green Power Hub - Wind Farm | Kaban Wind Farm Pty Ltd as trustee for Kaban Wind Farm Trust |  | Committed
2021-10-15 | QLD1 | Project commitment | Kennedy Energy Park - Phase 1 - Solar | Windlab / Eurus | KEPSF1 | Committed
2021-10-15 | QLD1 | Project commitment | Kennedy Energy Park - Phase 1 - Storage | Windlab/Eurus | KEPBG1 | Committed
2021-10-15 | QLD1 | Project commitment | Kennedy Energy Park - Phase 1 - Wind | Windlab / Eurus | KEPWF1 | Committed
2021-10-15 | QLD1 | Project commitment | Maryrorough Solar Farm | Maryrorough Solar Pty Ltd | MARYRSF1 | In Service
2021-10-15 | QLD1 | Project commitment | Moura Solar Farm | Moura Solar Farm SPV Pty Ltd atf the ESCO Solar Farm 4 Trust |  | Committed
2021-10-15 | QLD1 | Project commitment | Rodds Bay Solar Farm | United Green |  | From Anticipated to Publicly Announced
2021-10-15 | QLD1 | Project commitment | Yarranlea Solar Farm | Yarranlea Solar Pty Ltd | YARANSF1 | In Service
2021-10-15 | SA1 | Informative note | Cultana Pumped Hydro Energy Storage | ARUP Pty Ltd |  | Discontinued
2021-10-15 | SA1 | Informative note | Torrens Island A | AGL SA Generation Pty Limited | TORRA2, TORRA4 | Torrens Island A units TORRA2 and TORRA4 closure date of 30/09/2020 have been past for more than 12 months in Generation Information Page publication and hence these two units are dropped from this publication
2021-10-15 | SA1 | Project commitment | Torrens Island A | AGL SA Generation Pty Limited | TORRA1 | Withdrawn
2021-10-15 | SA1 | Project commitment | Torrens Island BESS | TIPSCO |  | Anticipated
2021-10-15 | VIC1 | Project commitment | Berrybank Wind Farm | Berrbank Development Pty ltd | BRYB1WF1 | In Service
2021-10-15 | VIC1 | Project commitment | Diapur Wind Farm | Diapur Wind Farm Pty Ltd |  | Committed
2021-10-15 | VIC1 | Project commitment | Stockyard Hill Wind Farm | Stockyard Hill Wind Farm Pty Ltd | STOCKYD1 | In Commissioning
2021-10-15 | VIC1 | Project commitment | Winton Solar Farm | Winton Asset Co. Pty Ltd as Trustee of the Winton Asset Trust | WINTSF1 | In Commissioning
2021-10-15 | VIC1 | Project commitment | Wunghnu Solar Farm | ib vogt GmbH / Sun Spot 3 |  | Anticipated
2021-10-15 |  | Site name update | Bouldercombe Battery project |  |  | Sitename changed from Bouldercombe Battery To Bouldercombe Battery project
2021-10-15 |  | Site name update | Deer Park BESS |  |  | Sitename changed from Deer Park Battery Energy Storage System To Deer Park BESS
2021-10-15 |  | Site name update | Diapur Wind Farm |  |  | Sitename changed from Nhill Wind Farm To Diapur Wind Farm
2021-10-15 |  | Site name update | Glenrowan West Solar Farm |  |  | Sitename changed from Glenrowan West Sun Farm To Glenrowan West Solar Farm
2021-10-15 |  | Site name update | Wooreen Energy Storage System |  |  | Sitename changed from Jeeralang battery To Wooreen Energy Storage System
2021-07-07 | NSW1 | Correction | Corowa Solar Farm | Corowa Operationsco Pty Ltd as trustee for Corowa Operations Trust | CRWASF1 | Committed. (Note that 04 May 2021 Change Log entry incorrectly listed "In Service", however, should have listed "Committed".)
2021-07-07 | NSW1 | Project commitment | Gunnedah Solar Farm | Gunnedah Solar Farm Pty Ltd |  | Committed
2021-07-07 | NSW1 | Project commitment | Kurri Kurri OCGT | Snowy Hydro Limited |  | Committed
2021-07-07 | NSW1 | Project commitment | New England Solar Farm | UPC Renewables Australia Pty Ltd |  | Committed
2021-07-07 | NSW1 | Project commitment | Riverina Solar Farm | Riverina Solar Pty Ltd |  | Committed
2021-07-07 | NSW1 | Project commitment | Suntop Solar Farm | Suntop Solar Farm Pty Ltd |  | Committed
2021-07-07 | NSW1 | Project commitment | Wallgrove Grid Battery project | TransGrid |  | Committed
2021-07-07 | QLD1 | Informative note | CleanCo Wind Farm (Small Mac) | ACCIONA Energy Australia Global Pty Ltd |  | Duplicate Removed
2021-07-07 | QLD1 | Project commitment | Bluegrass Solar Farm | X-Elio Australia Pty Ltd |  | Committed
2021-07-07 | QLD1 | Project commitment | Columboola Solar Farm | Luminous Energy |  | Committed
2021-07-07 | QLD1 | Project commitment | Kaban Green Power Hub - BESS | Neoen |  | Discontinued.
2021-07-07 | QLD1 | Project commitment | Kaban Green Power Hub - Wind Farm | Neoen |  | Committed*
2021-07-07 | QLD1 | Project commitment | Mackay GT | Stanwell Corporation Limited | MACKAYGT | Withdrawn - Permanent
2021-07-07 | QLD1 | Project commitment | Wandoan South BESS | Vena Evergy |  | Committed
2021-07-07 | QLD1 | Project commitment | Woolooga Solar Farm | Woolooga Fund Pty Ltd |  | Committed
2021-07-07 | SA1 | Informative note | Torrens Island B | AGL SA Generation Pty Limited | TORRB1 | AGL SA Generation Pty Ltd has advised that Torrens Island B Unit 1 (TORRB1) will be mothballed with six months minimum recall notice starting from October 2021 until September 2024.
2021-07-07 | SA1 | Project commitment | Port Augusta Renewable Energy Park - Solar | PAREP 1 Pty Ltd |  | From Committed to Anticipated
2021-07-07 | SA1 | Project commitment | Port Augusta Renewable Energy Park - Wind | PAREP 1 Pty Ltd |  | From Committed to Anticipated
2021-07-07 | SA1 | Project commitment | Snapper Point Power Station | Nexif |  | Committed*
2021-07-07 | VIC1 | Project commitment | Bulgana Green Power Hub - Wind Farm | Bulgana Wind Farm Pty Ltd | BULGANA1 | In Service
2021-07-07 | VIC1 | Project commitment | Glenrowan West Sun Farm | Glenrowan Sun Farm Pty Ltd | GLRWNSF1 | In Service
2021-07-07 | VIC1 | Project commitment | Victorian Big Battery | Victorian Big Battery Pty Ltd |  | Committed
2021-07-07 | VIC1 | Project commitment | Yatpool Solar Farm | Yatpool Sun Farm Pty Ltd | YATSF1 | In Commissioning
2021-07-07 |  | Site name update | Bulli Creek Solar Farm – Stage 1/Bulli Creek Solar Farm – Future Stages |  |  | Sitename changed from Bulli Creek Solar Farm To Bulli Creek Solar Farm – Stage 1/Bulli Creek Solar Farm – Future Stages
2021-07-07 |  | Site name update | Fraser Coast Solar Park |  |  | Sitename changed from Teebar Solar One To Fraser Coast Solar Park
2021-07-07 |  | Site name update | Gullen Range Wind Farm 2 |  |  | Sitename changed from Biala Wind Farm To Gullen Range Wind Farm 2
2021-07-07 |  | Site name update | Gunnedah Solar Farm |  |  | Sitename changed from Guunedah Solar Farm To Gunnedah Solar Farm
2021-07-07 |  | Site name update | Suntop Solar Farm |  |  | Sitename changed from Suntop Solar Farm Pty Ltd To Suntop Solar Farm
2021-05-04 | NSW1 | Informative note | Ruby Hills Wind Farm | Walcha Energy Pty Ltd |  | Duplicate Removed
2021-05-04 | NSW1 | Project commitment | Bango 973 Wind Farm | BWF Nominees Pty Ltd as trustee for the BWF Trust | BANGOWF1 | In Service
2021-05-04 | NSW1 | Project commitment | Belconnen | EDL LFG ACT Pty Ltd |  | Decommissioned
2021-05-04 | NSW1 | Project commitment | Belrose | EDL LFG NSW Pty Ltd |  | Decommissioned
2021-05-04 | NSW1 | Project commitment | Bomen Solar Farm | Spark Infrastructure Holdings No. 6 Pty Limited | BOMENSF1 | In Service
2021-05-04 | NSW1 | Project commitment | Collector | Ratch Australia | COLWF01 | In Commissioning
2021-05-04 | NSW1 | Project commitment | Corowa Solar Farm | Corowa Operationsco Pty Ltd as trustee for Corowa Operations Trust | CRWASF1 | In Service
2021-05-04 | NSW1 | Project commitment | Crudine Ridge Wind Farm | CRWF Nominees Pty Ltd | CRURWF1 | In Commissioning
2021-05-04 | NSW1 | Project commitment | Darlington Point Solar Farm | Darlington Point Solar Farm Pty Ltd |  | In Service
2021-05-04 | NSW1 | Project commitment | Limondale Solar Farm 1 | Limondale Sun Farm Pty Ltd |  | In Commissioning
2021-05-04 | NSW1 | Project commitment | Metz Solar Farm | Metz ProjectCo Pty Ltd as trustee for Metz ProjectCo Trust |  | Committed
2021-05-04 | NSW1 | Project commitment | Molong Solar Farm | Molong Property Co Pty Ltd as trustee for the Molong Property Trust | MOLNGSF1 | In Service
2021-05-04 | NSW1 | Project commitment | Mugga Lane | EDL LFG ACT Pty Ltd |  | Decommissioned
2021-05-04 | NSW1 | Project commitment | Nymboida | Essential Energy |  | Decommissioned
2021-05-04 | NSW1 | Project commitment | Oaky | Essential Energy |  | Decommissioned
2021-05-04 | NSW1 | Project commitment | Sunraysia Solar Farm | Sunraysia Solar Project Pty Ltd | SUNRSF1 | In Commissioning
2021-05-04 | NSW1 | Project commitment | Teralba | EDL (TT) Pty Ltd |  | Decommissioned
2021-05-04 | QLD1 | Project commitment | Kidston Pumped Storage Hydro Project 250MW | Genex Power Ltd |  | Committed
2021-05-04 | QLD1 | Project commitment | Middlemount Sun Farm | Capricorn SF No1 Pty Ltd |  | In Service
2021-05-04 | QLD1 | Project commitment | Roghan Road | EDL LFG Qld Pty Ltd |  | Decommissioned
2021-05-04 | SA1 | Project commitment | Adelaide Desalination Plant | South Australian Water Corporation | ADPBA1G | Committed*
2021-05-04 | SA1 | Project commitment | Adelaide Desalination Plant | South Australian Water Corporation | ADPPV1 | Committed*
2021-05-04 | SA1 | Project commitment | Morgan To Whyalla Pipeline No 1 PS And Water Filtration Plant | South Australian Water Corporation | MWPS1PV1 | Committed
2021-05-04 | SA1 | Project commitment | Morgan To Whyalla Pipeline No 2 PS | South Australian Water Corporation | MWPS2PV1 | Committed
2021-05-04 | SA1 | Project commitment | Morgan To Whyalla Pipeline No 4 PS | South Australian Water Corporation | MWPS4PV1 | Committed
2021-05-04 | TAS1 | Project commitment | Cattle Hill Wind Farm | Wild Cattle Hill Pty Ltd | CTHLWF1 | In Service
2021-05-04 | VIC1 | Project commitment | Elaine Wind Farm | Northleaf /InfraRed/Macquarie Capital | ELAINWF1 | In Service
2021-05-04 | VIC1 | Project commitment | Glenrowan West Sun Farm | Glenrowan Sun Farm Pty Ltd | GLRWNSF1 | In Commissioning
2021-05-04 | VIC1 | Project commitment | Moorabool Wind Farm | Moorabool Wind Farm Interface Company Pty Ltd | MOORAWF1 | In Commissioning
2021-05-04 |  | Site name update | Dungowan 3,000 MWH PHES |  |  | Sitename changed from Walcha Energy Project Storage - Dungowan PHES To Dungowan 3,000 MWH PHES
2021-05-04 |  | Site name update | Ferguson Wind Farm |  |  | Sitename changed from Ferguson North Wind Farm To Ferguson Wind Farm
2021-05-04 |  | Site name update | Gilgandra Solar Farm |  |  | Sitename changed from Gilgandara Solar Farm To Gilgandra Solar Farm
2021-05-04 |  | Site name update | Nine Network Willoughby |  |  | Sitename changed from Channel Nine - Willoughby, NSW To Nine Network Willoughby
2021-05-04 |  | Site name update | Salisbury BESS |  |  | Sitename changed from Walcha Energy Project - Salisbury BESS To Salisbury BESS
2021-05-04 |  | Site name update | Salisbury East Solar 350MW |  |  | Sitename changed from Walcha Energy Project - Salisbury East Solar To Salisbury East Solar 350MW
2021-05-04 |  | Site name update | Salisbury West Solar 350MW |  |  | Sitename changed from Walcha Energy Project - Salisbury West Solar To Salisbury West Solar 350MW
2021-05-04 |  | Site name update | West Illawarra Leagues Club |  |  | Sitename changed from Western Suburbs Leagues Club - Illawarra - Unanderra, NSW To West Illawarra Leagues Club
2021-01-29 | NSW1 | Project commitment | Biala Wind Farm | BEIJING JINGNENG CLEAN ENERGY (AUSTRALIA) HOLDING PTY LTD | GULLRWF2 | Committed
2021-01-29 | NSW1 | Project commitment | Corowa Solar Farm | Corowa Operationsco Pty Ltd as trustee for Corowa Operations Trust |  | Committed
2021-01-29 | NSW1 | Project commitment | Junee Solar Farm | Junee Operationsco Pty Ltd as trustee for Junee Operations Trust |  | Committed
2021-01-29 | NSW1 | Project commitment | Molong Solar Farm | Molong Property Co Pty Ltd as trustee for the Molong Property Trust |  | Committed
2021-01-29 | NSW1 | Project commitment | Mt Piper | EnergyAustralia NSW Pty Ltd | MP1 | Upgrade now In Service
2021-01-29 | NSW1 | Project commitment | Sunraysia Solar Farm | Sunraysia Solar Project Pty Ltd | SUNRSF1 | Committed
2021-01-29 | NSW1 | Project commitment | Wagga North Solar Farm | Wagga Wagga Operationsco Pty Ltd as trustree for Wagga Wagga Operations Trust |  | Committed
2021-01-29 | NSW1 | Project commitment | Wellington Solar Farm | Lightsource Australia SPV 4 |  | Committed
2021-01-29 | QLD1 | Project commitment | Cape York Battery Power Plant - Solar | Lyon Solar |  | Discontinued.
2021-01-29 | QLD1 | Project commitment | Cape York Battery Power Plant - Storage | Lyon Solar |  | Discontinued.
2021-01-29 | SA1 | Project commitment | Morgan To Whyalla Pipeline No 3 PS | South Australian Water Corporation | MWPS3PV1 | Committed
2021-01-29 | VIC1 | Project commitment | Berrybank Wind Farm | Berrbank Development Pty ltd |  | Committed
2021-01-29 | VIC1 | Project commitment | Glenrowan West Sun Farm | Glenrowan Sun Farm Pty Ltd |  | Committed
2021-01-29 | VIC1 | Project commitment | Loy Yang B | Alinta | LOYYB1 | Upgrade now In Service
2021-01-29 | VIC1 | Project commitment | Victorian Big Battery | Victorian Big Battery Pty Ltd |  | Committed*
2021-01-29 | VIC1 | Project commitment | Yatpool Solar Farm | Yatpool Sun Farm Pty Ltd |  | Committed
2021-01-29 |  | Site name update | Ferguson North Wind Farm |  |  | Sitename changed from Ferguson Wind Farm To Ferguson North Wind Farm
2021-01-29 |  | Site name update | Ferguson South Wind Farm |  |  | Sitename changed from Ferguson Wind Farm To Ferguson South Wind Farm
2021-01-29 |  | Site name update | Winterbourne Wind Farm |  |  | Sitename changed from Walcha Energy Project - Winterbourne Wind Farm To Winterbourne Wind Farm
2020-11-12 | NSW1 | Project commitment | Bango 999 Wind Farm | BWF Nominees Pty Ltd as trustee for the BWF Trust |  | Committed
2020-11-12 | NSW1 | Project commitment | Biala Wind Farm | BEIJING JINGNENG CLEAN ENERGY (AUSTRALIA) HOLDING PTY LTD | GULLRWF2 | In Commissioning
2020-11-12 | NSW1 | Project commitment | Bogan River | Infigen Energy Development Pty Ltd |  | Discontinued.
2020-11-12 | NSW1 | Project commitment | Capital Solar Farm | Capital Solar Farm Pty Ltd |  | Discontinued.
2020-11-12 | NSW1 | Project commitment | Darlington Point Solar Farm | Darlington Point Solar Farm | DARLSF1 | In Commissioning
2020-11-12 | NSW1 | Project commitment | Goonumbla Solar Farm | Goonumbla Asset Co Pty Ltd as trustee for the Goonumbla Asset Trust | GOONSF1 | In Commissioning
2020-11-12 | NSW1 | Project commitment | Jemalong Solar | Genex Power | JEMALNG1 | Committed
2020-11-12 | NSW1 | Project commitment | Nevertire Solar Farm | Elliott Nevertire Solar Pty Ltd as Trustee for the Elliott Nevertire Trust' | NEVERSF1 | In Service
2020-11-12 | NSW1 | Project commitment | Sebastopol Solar Farm | Sebastopol Asset Co |  | Committed
2020-11-12 | QLD1 | Correction | Oakey 2 Solar Farm | RE Oakey Pty Ltd | OAKEY2SF | In Commissioning. (Note that 22 July 2020 Change Log entry incorrectly listed "In Service", however, should have listed "In Commissioning".)
2020-11-12 | QLD1 | Informative note | Western Downs Solar Farm | N/A |  | Duplicate removed
2020-11-12 | QLD1 | Project commitment | Bowen Solar Farm | Infigen Energy |  | Discontinued.
2020-11-12 | QLD1 | Project commitment | Cloncurry Solar Farm | Infigen Energy Development Pty Ltd |  | Discontinued.
2020-11-12 | QLD1 | Project commitment | Middlemount Sun Farm | Capricorn SF No1 Pty Ltd |  | Committed
2020-11-12 | QLD1 | Project commitment | Western Downs Green Power Hub | Western Downs Green Power Hub Pty Ltd as trustee for Western Downs Green Power Hub Trust |  | Committed
2020-11-12 | SA1 | Informative note | Torrens Island A | AGL SA Generation Pty Ltd | TORRA2, TORRA4 | Torrens Island A units TORRA2 and TORRA4 closure date of 30/09/2020 has passed, and the units are Deregistered.
2020-11-12 | SA1 | Informative note | Zero Cost Energy Future | SA Water Corporation |  | Aggregate survey removed in favour of individual surveys (Projects with Owner of South Australian Water Corporation).
2020-11-12 | SA1 | Project commitment | Hornsdale Power Reserve Unit 1 | Hornsdale Power Reserve Pty Ltd | HPRG1 | In Service
2020-11-12 | SA1 | Project commitment | Lincoln Gap Wind Farm - stage 1 | Lincoln Gap Wind Farm Pty Ltd | LGAPWF1 | In Service
2020-11-12 | SA1 | Project commitment | Port Augusta Renewable Energy Park - Solar | PAREP 1 Pty Ltd |  | Committed
2020-11-12 | SA1 | Project commitment | Port Augusta Renewable Energy Park - Wind | PAREP 1 Pty Ltd |  | Committed
2020-11-12 | SA1 | Project commitment | Temporary Generation South | Infigen Energy | SATGS1 | In Service
2020-11-12 | VIC1 | Correction | Dundonnell Wind Farm | Tilt Renewables | DUNDWF1 | In Commissioning. (Note that 22 July 2020 Change Log entry incorrectly listed "In Service", however, should have listed "In Commissioning".)
2020-11-12 | VIC1 | Correction | Elaine Wind Farm | Northleaf /InfraRed/Macquarie Capital | ELAINWF1 | In Commissioning. (Note that 22 July 2020 Change Log entry incorrectly listed "In Service", however, should have listed "In Commissioning".)
2020-11-12 | VIC1 | Project commitment | Bulgana Green Power Hub - Wind Farm | Bulgana Wind Farm Pty Ltd | BULGANA1 | In Commissioning
2020-11-12 | VIC1 | Project commitment | Cherry Tree Wind Farm | Cherry Tree Wind Farm Pty Limited A.T.F. Cherry Tree Project Trust | CHYTWF1 | In Service. (Note that 22 July 2020 Change Log entry incorrectly listed "In Service", however, should have listed "In Commissioning".)
2020-11-12 | VIC1 | Project commitment | Crowlands Wind Farm | Pacific Hydro Crowlands Pty Ltd | CROWLWF1 | In Service
2020-11-12 | VIC1 | Project commitment | Kiamal Solar Farm - Stage 1 | KSF Project Nominees Pty Ltd ATF KSF Project Trust | KIAMSF1 | In Commissioning
2020-11-12 | VIC1 | Project commitment | Murra Warra Wind Farm - stage 2 | Murra Warra Project Co Pty Ltd |  | Committed
2020-07-29 | NSW1 | Correction | Maoneng Battery | Maoneng Australia |  | Corrected Region from SA1 to NSW1.
2020-07-29 |  | Site name update | Maoneng Battery |  |  | Sitename changed from AGL Battery (Maoneng) To Maoneng Battery
2020-07-22 | NSW1 | Project commitment | Bango 973 Wind Farm | BWF Nominees Pty Ltd as trustee for the BWF Trust |  | Committed
2020-07-22 | NSW1 | Project commitment | Limondale Solar Farm 1 | Limondale Sun Farm Pty Ltd | LIMOSF11 | Committed
2020-07-22 | NSW1 | Project commitment | Mt Piper | EnergyAustralia NSW Pty Ltd | MP1 | Upgrade now Committed
2020-07-22 | NSW1 | Project commitment | Wellington Solar Farm | Lightsource Australia SPV 4 |  | Committed
2020-07-22 | QLD1 | Project commitment | Middlemount Sun Farm | Capricorn SF No1 Pty Ltd |  | Committed
2020-07-22 | QLD1 | Project commitment | Oakey 2 Solar Farm | RE Oakey Pty Ltd | OAKEY2SF | In Service
2020-07-22 | SA1 | Closure date | Osborne | Osborne Cogeneration Pty Ltd | OSB-AG | Origin Energy advises the closure date of the Osborne power station is 31/12/2023.
2020-07-22 | SA1 | Informative note | SA Water PV Plant | SA Water |  | Duplicate removed
2020-07-22 | SA1 | Informative note | Torrens Island A | AGL SA Generation Pty Ltd | TORRA2, TORRA4 | AGL SA Generation Pty Ltd has advised that Torrens Island A unit TORRA4 will be available over winter 2020, whilst unit TORRA2 will remain mothballed, until the closure date of both units of 30/9/2020.
2020-07-22 | SA1 | Project commitment | Hallett GT | EnergyAustralia Hallett Pty Ltd | AGLHAL | +35 MW increase in capacity now In Service
2020-07-22 | SA1 | Project commitment | Hornsdale Power Reserve Unit 1 | Hornsdale Power Reserve Pty Ltd | HPRG1 | Expansion now In Service
2020-07-22 | SA1 | Project commitment | Snapper Point Power Station | Nexif |  | Nexif advises that it is in the process of completing necessary permits and other development works for moving the Temporary Generation North units to Snapper Point, as per the Agreement to Lease signed with the SA Government.
2020-07-22 | SA1 | Project commitment | Temporary Generation South | Infigen Energy |  | Committed
2020-07-22 | VIC1 | Project commitment | Berrybank Wind Farm | Berrbank Development Pty ltd |  | Committed
2020-07-22 | VIC1 | Project commitment | Cherry Tree Wind Farm | Cherry Tree Wind Farm Pty Limited A.T.F. Cherry Tree Project Trust | CHYTWF1 | In Service
2020-07-22 | VIC1 | Project commitment | Dundonnell Wind Farm | Tilt Renewables | DUNDWF1 | In Service
2020-07-22 | VIC1 | Project commitment | Elaine Wind Farm | Northleaf /InfraRed/Macquarie Capital | ELAINWF1 | In Service
2020-07-22 |  | Site name update | Bango 973 Wind Farm Bango 999 Wind Farm |  |  | Sitename changed from Bango Wind Farm To Bango 973 Wind Farm Bango 999 Wind Farm
2020-07-22 |  | Site name update | Bells Mountain |  |  | Sitename changed from Bells Mountain Pumped Hydro To Bells Mountain
2020-07-22 |  | Site name update | Bells Mountain |  |  | Sitename changed from Bells Mountain Pumped Hydro To Bells Mountain
2020-07-22 |  | Site name update | Millmerran Power Plant |  |  | Sitename changed from Millmerran To Millmerran Power Plant
2020-07-22 |  | Site name update | Walcha Energy Project - Salisbury East Solar 350MW |  |  | Sitename changed from Walcha Energy Project - Salisbury East Solar To Walcha Energy Project - Salisbury East Solar 350MW
2020-04-30 | NSW1 | Project commitment | Biala Wind Farm | BEIJING JINGNENG CLEAN ENERGY (AUSTRALIA) HOLDING PTY LTD |  | Committed
2020-04-30 | NSW1 | Project commitment | Collector | Ratch Australia |  | Committed
2020-04-30 | NSW1 | Project commitment | Limondale Solar Farm 1 | Limondale Sun Farm Pty Ltd |  | Changed from Committed to Maturing
2020-04-30 | SA1 | Informative note | Torrens Island A Mothballing | AGL SA Generation Pty Ltd | TORRA1, TORRA2, TORRA3, TORRA4 | AGL SA Generation Pty Ltd has advised that all four Torrens Island A units will be mothballed with six month minimum recall notice: - starting from 1/4/2020 for TORRA2 and TORRA4, lasting until the closure date of 30/9/2020. - starting from 30/9/2020 for TORRA1, lasting until the closure date of 30/9/2021. - starting from 30/9/2021 for TORRA3, lasting until the closure date of 30/9/2022.
2020-04-30 | SA1 | Project commitment | Lincoln Gap Wind Farm - BESS | Lincoln Gap Wind Farm Pty Ltd | LGAPWF1 | Changed from Committed to Publicly Announced
2020-04-30 | VIC1 | Project commitment | Glenrowan West Sun Farm | Glenrowan Sun Farm Pty Ltd |  | Committed
2020-04-30 |  | Site name update | EIWA Bundaberg Solar Farm |  |  | Sitename changed from Bundaberg 2 Solar Farm To EIWA Bundaberg Solar Farm
2020-04-30 |  | Site name update | Glenrowan West Sun Farm |  |  | Sitename changed from Glenrowan Sun Farm To Glenrowan West Sun Farm
2020-04-30 |  | Site name update | Mt Millar Wind Farm |  |  | Sitename changed from Mt Millar To Mt Millar Wind Farm
2020-02-26 | QLD1 | Nameplate capacity | Callide C | Joint Venture; Callide Energy Pty Ltd and IG Power (Callide) Ltd. | CPP_3, CPP_4 | Corrected from 450 MW to 420 MW
2020-02-26 | QLD1 | Nameplate capacity | Oakey Power Station | Oakey Power Holdings Pty Ltd | OAKEY1, OAKEY2 | Corrected from 141 MW to 173 MW
2020-02-26 | QLD1 | Project commitment | Gangarri Solar Farm | Shell New Energies Australia Pty Ltd |  | Committed
2020-02-26 | VIC1 | Nameplate capacity | Mortlake | Origin Energy Power Limited | MORTLK11, MORTLK12 | Updated from 283 MW to 292 MW
2020-01-31 | NSW1 | Informative note | Bells Mountain | AGL Energy Limited |  | Duplicate removed.
2020-01-31 | NSW1 | Project commitment | Finley Solar Farm | Finley Solar Farm Pty Ltd as The trustee for Finley Solar Trust | FINLYSF1 | In Service
2020-01-31 | NSW1 | Project commitment | Limondale Solar Farm 2 | Limondale Sun Farm Pty Ltd | LIMOSF21 | In Service
2020-01-31 | NSW1 | Project commitment | Nevertire Solar Farm | Elliott Nevertire Solar Pty Ltd as Trustee for the Elliott Nevertire Trust' | NEVERSF1 | In Commissioning
2020-01-31 | QLD1 | Project commitment | Coopers Gap Wind Farm | PARF Company 6 Pty Limited | COOPGWF1 | In Commissioning
2020-01-31 | QLD1 | Project commitment | Coopers Gap Wind Farm | PARF Company 6 Pty Limited | COOPGWF1 | In Commissioning
2020-01-31 | QLD1 | Project commitment | Haughton Solar Farm Stage 1 | Pacific Hydro Haughton Solar Farm Pty Ltd | HAUGHT11 | In Commissioning
2020-01-31 | SA1 | Project commitment | Barker Inlet Power Station | AGL Barker Inlet Pty Ltd | BARKIPS1 | In Service
2020-01-31 | VIC1 | Project commitment | Yendon Wind Farm | Northleaf /InfraRed/Macquarie Capital | YENDWF1 | In Commissioning
2019-11-14 | NSW1 | Expected Closure Year | Eraring | Origin Energy Eraring Pty Ltd | ER01, ER02, ER03, ER04 | Correction to the Expected Closure Year value, due to a data system error.
2019-11-14 | NSW1 | Expected Closure Year | Eraring GT | Origin Energy Eraring Pty Ltd | ERGT01 | Correction to the Expected Closure Year value, due to a data system error.
2019-11-14 | NSW1 | Project commitment | Crudine Ridge Wind Farm | CRWF Nominees Pty Ltd |  | Committed
2019-11-14 | NSW1 | Project commitment | Goonumbla Solar Farm | Goonumbla Asset Co Pty Ltd as trustee for the Goonumbla Asset Trust |  | Committed
2019-11-14 | SA1 | Expected Closure Year | Ladbroke Grove | Origin Energy Power Limited | LADBROK1, LADBROK2 | Correction to the Expected Closure Year value, due to a data system error.
2019-11-14 | SA1 | Expected Closure Year | Quarantine | Origin Energy Power Limited | QPS1, QPS2, QPS3, QPS4 | Correction to the Expected Closure Year value, due to a data system error.
2019-11-14 | SA1 | Project commitment | Lake Bonney BESS1 | Lake Bonney BESS Pty Ltd | LBBG1 | Committed
2019-11-14 | SA1 | Scheduled Capacity | Torrens Island A | AGL SA Generation Pty Limited |  | Changes in schedule capacity due to mothballed period.
2019-11-14 | Various | Full Commercial Use Date | Various | Various | Various | Full Commercial Use Date for some Committed projects have been delayed.
2019-11-14 | VIC1 | Correction | Mt Gellibrand Wind Farm | ACCIONA Energy | MTGELWF1 | Correction of previous Commissioning note, plant is "In Commissioning".
2019-11-14 | VIC1 | Expected Closure Year | Mortlake | Origin Energy Power Limited | MortLK11, MortLK12 | Correction to the Expected Closure Year value, due to a data system error.
2019-11-14 | VIC1 | Nameplate capacity | Loy Yang B | Gippsland Power Pty Ltd ABN 30 077 851 079 / LYB Ventures Australia Pty Ltd ABN 57 055 984 499 / Traralgon Power Pty Ltd ABN 64 056 292 623 / Latrobe Power Pty Ltd ABN 42 055 983 563 / LYB Australia Limited ABN 87 055 563 785 |  | Corrected from 1000 MW to 1115 MW
2019-11-14 | VIC1 | Project commitment | Winton Solar Farm | Winton Asset Co. Pty Ltd as Trustee of the Winton Asset Trust |  | Committed
2019-11-14 | VIC1 | Scheduled Capacity | Loy Yang B | Gippsland Power Pty Ltd ABN 30 077 851 079 / LYB Ventures Australia Pty Ltd ABN 57 055 984 499 / Traralgon Power Pty Ltd ABN 64 056 292 623 / Latrobe Power Pty Ltd ABN 42 055 983 563 / LYB Australia Limited ABN 87 055 563 785 | LOYYB1 | Changes in Winter 2020 scheduled capacity
2019-11-14 | VIC1 | Scheduled Capacity | Mortlake | Origin Energy Power Limited | MORTLK12 | Origin Energy expects to bring the unit back online by 20 December 2019, as specified here: https://www.originenergy.com.au/about/investors-media/media-centre/statement_on_mortlake_power_station.html
2019-11-12 |  | Site name update | Elaine Wind Farm |  |  | Sitename changed from Lal Lal Wind Energy Facility - Elaine end To Elaine Wind Farm
2019-11-12 |  | Site name update | Oakey 1 Solar Farm |  |  | Sitename changed from Oakey Solar Farm To Oakey 1 Solar Farm
2019-11-12 |  | Site name update | Winton Solar Farm |  |  | Sitename changed from Winton Asset Co. Pty Ltd as Trustee of the Winton Asset Trust To Winton Solar Farm
2019-11-12 |  | Site name update | Yendon Wind Farm |  |  | Sitename changed from Lal Lal Wind Energy Facility - Yendon end To Yendon Wind Farm
2019-08-07 | NSW1 | Expected Closure Year | Liddell | AGL Macquarie Pty Limited |  | Changes in expected closure date.
2019-08-07 | NSW1 | Scheduled Capacity | Liddell | AGL Macquarie Pty Limited |  | Changes in schedule capacity.
2019-08-07 | SA1 | Expected Closure Year | Torrens Island A | AGL SA Generation Pty Limited |  | Changes in expected closure date.
2019-07-29 | QLD1 | Informative note | South Johnstone Mill | MSF Sugar |  | Duplicate removed.
2019-07-29 | QLD1 | Summary Status | Maryrorough Solar Farm | Impact Investment Group |  | Corrected from Proposed to Committed.
2019-07-29 | SA1 | Informative note | Hallett Repower (expansion) | Energy Australia | AGLHAL | Duplicate removed.
2019-07-29 | SA1 | Unit Status | Willogoleche Wind Farm | Willogoleche Power Pty Ltd | WGWF1 | Corrected from In Service to In Commissioning.
2019-07-29 | VIC1 | Scheduled Capacity | Bogong / Mackay | AGL | MCKAY1 | Corrected from 1240 MW to 300 MW (-940 MW).
2019-07-18 | NSW1 | Commissioning | Beryl Solar Farm | FS NSW Project No 1 AT Pty Ltd as trustee of FS NSW Project No 1 Asset Trust | BERYLSF1 | Commissioning complete.
2019-07-18 | NSW1 | Commissioning | Bodangora Wind Farm | Bodangora Wind Farm Pty Ltd | BODWF1 | Commissioning complete.
2019-07-18 | NSW1 | Nameplate capacity | Coleambally Solar Farm | Coleambally Solar Pty Ltd | COLEASF1 | Changed from 180 MW to 150.3 MW (-29.7 MW).
2019-07-18 | NSW1 | Nameplate capacity | Crookwell 2 Wind Farm | Crookwell Development Pty Ltd | CROOKWF2 | Changed from 91 MW to 96.04 MW (+5.04 MW).
2019-07-18 | NSW1 | Nameplate capacity | Finley Solar Farm | Finley Solar Farm Pty Ltd as The trustee for Finley Solar Trust | FINLEYSF1 | Changed from 133 MW to 162.36 MW (29.36 MW).
2019-07-18 | NSW1 | Nameplate capacity | Smithfield Energy Facility | Smithfield Power Generation Pty Ltd | SITHE01 | Changed from 170.9 MW to 185 MW (+14.1 MW).
2019-07-18 | NSW1 | Nameplate capacity | Sunraysia Solar Farm | John Laing/Maoneng Group |  | Changed from 200 MW to 228.8 MW (+28.8 MW).
2019-07-18 | NSW1 | Nameplate capacity | Tallawarra | EnergyAustralia Tallawarra Pty Ltd | TALWA1 | Changed from 435 MW to 440 MW (+5 MW).
2019-07-18 | NSW1 | Project commitment | Eastern Creek Energy from Waste Facility | Next Generation NSW |  | Discontinued.
2019-07-18 | NSW1 | Project commitment | Gloucester Gas Project | AGL Energy |  | Discontinued.
2019-07-18 | NSW1 | Project commitment | Jupiter Wind Farm | EPYC Pty Ltd |  | Discontinued.
2019-07-18 | NSW1 | Project commitment | Molong Solar Farm | Amp Power Pty Limited |  | Committed.
2019-07-18 | NSW1 | Project commitment | Snowy 2.0 | Snowy Hydro Ltd |  | Committed.
2019-07-18 | NSW1 | Project commitment | West Narrabri Electricity Generating Facility |  |  | Discontinued.
2019-07-18 | NSW1 | Project commitment | Woolbrook Wind Farm | Newtricity |  | Discontinued.
2019-07-18 | QLD1 | Commissioning | Childers Solar Farm | Childers Solar Pty Ltd | CHILDSF1 | Commissioning complete.
2019-07-18 | QLD1 | Commissioning | Clermont Solar Farm | Clermont Asset Co Pty Ltd as Trustee for Clerrmont Solar Unit Trust | CLERMSF1 | Commissioning complete.
2019-07-18 | QLD1 | Commissioning | Collinsville PV | Ratch Australia | CSPVPS1 | Commissioning complete.
2019-07-18 | QLD1 | Commissioning | Daydream Solar Farm | The Daydream Solar Farm Trust | DAYDSF1 | Commissioning complete.
2019-07-18 | QLD1 | Commissioning | Emerald Solar Park | Lighthouse Infrastructure Management Limited | EMERASF1 | Commissioning complete.
2019-07-18 | QLD1 | Commissioning | Hayman Solar Farm | The Hayman Solar Farm Trust | HAYMSF1 | Commissioning complete.
2019-07-18 | QLD1 | Commissioning | Mount Emerald | Ratch Australia | MEWF1 | Commissioning complete.
2019-07-18 | QLD1 | Commissioning | Susan River Solar Farm | Susan River Solar Pty Ltd | SRSF1 | Commissioning complete.
2019-07-18 | QLD1 | Nameplate capacity | Clare Solar Farm | Clare Asset Co Pty Ltd ATF Clare Asset Trust | CLARESF1 | Changed from 100 MW to 110.4 MW (+10.4 MW).
2019-07-18 | QLD1 | Nameplate capacity | Darling Downs Solar Farm | Darling Downs Solar Farm Pty Ltd | DDSF1 | Changed from 108.5 MW to 121 MW (+12.5 MW).
2019-07-18 | QLD1 | Nameplate capacity | Haughton Solar Farm Stage 1 | Pacific Hydro Haughton Solar Farm Pty Ltd | HAUGHT11 | Changed from 100 MW to 132.6 MW (+32.6 MW).
2019-07-18 | QLD1 | Project commitment | Bowen Solar Farm | Infigen Energy |  | Discontinued.
2019-07-18 | QLD1 | Project commitment | Group Linen - Princess Alexandra | Group Linen |  | Discontinued.
2019-07-18 | QLD1 | Project commitment | Maryrorough Solar Farm | Impact Investment Group |  | Committed.
2019-07-18 | QLD1 | Project commitment | Teebar Solar One | Teebar Clean Energy Pty Ltd |  | Changed from Committed* to Publicly Announced.
2019-07-18 | QLD1 | Project commitment | Windy Hill II | Ratch Australia |  | Discontinued.
2019-07-18 | SA1 | Commissioning | Lincoln Gap Wind Farm - stage 1 | Lincoln Gap Wind Farm Pty Ltd | LGAPWF1 | Commissioning complete.
2019-07-18 | SA1 | Commissioning | Willogoleche Wind Farm | Willogoleche Power Pty Ltd | WGWF1 | Commissioning complete.
2019-07-18 | SA1 | Nameplate capacity | Bungala One Solar Farm | Enel Green Power | BNGSF1 | Changed from 110 MW to 135 MW (+25 MW).
2019-07-18 | SA1 | Nameplate capacity | Bungala Two Solar Farm | Enel Green Power | BNGSF2 | Changed from 110 MW to 135 MW (+25 MW).
2019-07-18 | SA1 | Nameplate capacity | Quarantine | Origin Energy Power Limited | QPS1 | Changed from 224 MW to 229 MW (+5 MW).
2019-07-18 | SA1 | Project commitment | Lake Bonney BESS1 | Lake Bonney BESS Pty Ltd |  | Changed from Committed* to Emerging.
2019-07-18 | SA1 | Project commitment | Lincoln Gap Wind Farm - BESS | Lincoln Gap Wind Farm PTY LTD | LGAPWF1 | Committed.
2019-07-18 | SA1 | Project commitment | Lincoln Gap Wind Farm - stage 2 | Lincoln Gap Wind Farm Pty Ltd | LGAPWF1 | Committed.
2019-07-18 | SA1 | Project commitment | Port Augusta Graphite Energy - CST | Solastor Pty Ltd |  | On hold.
2019-07-18 | SA1 | Project commitment | Port Augusta Graphite Energy - PV | Solastor Pty Ltd |  | On hold.
2019-07-18 | SA1 | Project commitment | SA Government Virtual Power Plant - stage 2 | Government of South Australia |  | Committed.
2019-07-18 | SA1 | Project commitment | Simply Energy VPP | Simply Energy |  | Committed.
2019-07-18 | SA1 | Project commitment | Yorke Peninsula Biomass | Kallis Family Trust |  | On hold.
2019-07-18 | TAS1 | Announced Withdrawal – Short Term Recall | Tamar Valley CCGT | AETV Pty Ltd | TVCC201 | AETV Pty Ltd advises that Tamar Valley combined-cycle gas turbine (CCGT) is not in regular service and may return to service at its discretion with less than three months’ lead time. .
2019-07-18 | TAS1 | Nameplate capacity | Cattle Hill Wind Farm | Wild Cattle Hill Pty Ltd |  | Changed from 144 MW to 153.6 MW (+9.6 MW).
2019-07-18 | TAS1 | Project commitment | G7 Generation | G7 Generation |  | Discontinued.
2019-07-18 | VIC1 | Commissioning | Bannerton Solar Park | Foresight Solar Australia Pty Ltd | BANN1 | Commissioning complete.
2019-07-18 | VIC1 | Commissioning | Mt Gellibrand Wind Farm | ACCIONA Energy | MTGELWF1 | Commissioning complete.
2019-07-18 | VIC1 | Commissioning | Wemen Solar Farm | Wemen Asset Co Pty Ltd as Trustee to Wemen Solar Unit Trust | WEMENSF1 | Commissioning complete.
2019-07-18 | VIC1 | Nameplate capacity | Bulgana Green Power Hub - Wind Farm | Bulgana Wind Farm Pty Ltd |  | Changed from 194 MW to 204.4 MW (+10.4 MW).
2019-07-18 | VIC1 | Nameplate capacity | Newport | EnergyAustralia Ecogen Pty Ltd | NPS | Changed from 510 MW to 500 MW (-10 MW).
2019-07-18 | VIC1 | Nameplate capacity | Numurkah Solar Farm | Numurkah Solar Farm Pty Ltd | NUMURSF1 | Changed from 100 MW to 112 MW (+12 MW).
2019-07-18 | VIC1 | Nameplate capacity | Somerton | AGL Hydro partnership | AGLSOM | Changed from 160 MW to 170 MW (+10 MW).
2019-07-18 | VIC1 | Nameplate capacity | West Kiewa | AGL Hydro Partnership | WKIEWA1 | Changed from 60 MW to 68 MW (+8 MW).
2019-07-18 | VIC1 | Nameplate capacity | Yatpool Solar Farm | Yatpool Sun Farm Pty Ltd |  | Changed from 81 MW to 94 MW (+13 MW).
2019-07-18 | VIC1 | Project commitment | Bulgana Green Power Hub - BESS | Bulgana Wind Farm Pty Ltd |  | Committed.
2019-07-18 | VIC1 | Project commitment | Cohuna Solar Farm | Cohuna Solar Farm Pty Ltd |  | Changed from Committed to Committed*.
2019-07-18 | VIC1 | Project commitment | Spring Hill Wind Farm | BayWa r.e. |  | Discontinued.
2019-07-18 |  | Site name update | Ballarat Base Hospital Plant |  |  | Sitename changed from Ballarat Base Hospital To Ballarat Base Hospital Plant
2019-07-18 |  | Site name update | Bannerton Solar Park |  |  | Sitename changed from Bannerton Solar Farm To Bannerton Solar Park
2019-07-18 |  | Site name update | Battery of the Nation - Stage 1 |  |  | Sitename changed from Battery of the Nation - Stage 1 To Battery of the Nation - Stage 1
2019-07-18 |  | Site name update | Battery of the Nation - Stage 2a |  |  | Sitename changed from Battery of the Nation - Stage 2 To Battery of the Nation - Stage 2a
2019-07-18 |  | Site name update | Battery of the Nation - Stage 2b |  |  | Sitename changed from Battery of the Nation - Stage 3 To Battery of the Nation - Stage 2b
2019-07-18 |  | Site name update | Battery of the Nation - Stage 3a |  |  | Sitename changed from Battery of the Nation - Stage 4 To Battery of the Nation - Stage 3a
2019-07-18 |  | Site name update | Battery of the Nation - Stage 3b |  |  | Sitename changed from Battery of the Nation - Stage 5 To Battery of the Nation - Stage 3b
2019-07-18 |  | Site name update | Berrybank Wind Farm |  |  | Sitename changed from Berrybank Wind Farm - Stage 1 To Berrybank Wind Farm
2019-07-18 |  | Site name update | Berrybank Wind Farm |  |  | Sitename changed from Berrybank Wind Farm - Stage 2 To Berrybank Wind Farm
2019-07-18 |  | Site name update | Broadwater |  |  | Sitename changed from Broadwater and Condong Co-generation plants To Broadwater
2019-07-18 |  | Site name update | Cattle Hill Wind Farm |  |  | Sitename changed from Wild Cattle Hill Wind Farm To Cattle Hill Wind Farm
2019-07-18 |  | Site name update | Channel Nine - Willoughby, NSW |  |  | Sitename changed from Nine Network Willoughby To Channel Nine - Willoughby, NSW
2019-07-18 |  | Site name update | Chepstowe Wind Farm - VIC |  |  | Sitename changed from Chepstowe Wind Farm To Chepstowe Wind Farm - VIC
2019-07-18 |  | Site name update | Codrington Wind Farm |  |  | Sitename changed from Codrington To Codrington Wind Farm
2019-07-18 |  | Site name update | Collinsville North Battery Project |  |  | Sitename changed from Collinsville North Solar To Collinsville North Battery Project
2019-07-18 |  | Site name update | Collinsville North Solar Project |  |  | Sitename changed from Collinsville North Solar To Collinsville North Solar Project
2019-07-18 |  | Site name update | Columboola Solar Farm |  |  | Sitename changed from Columboola To Columboola Solar Farm
2019-07-18 |  | Site name update | Condong |  |  | Sitename changed from Broadwater and Condong Co-generation plants To Condong
2019-07-18 |  | Site name update | Cultana Pumped Hydro Energy Storage |  |  | Sitename changed from Spencer Gulf Pumped Storage Hydro To Cultana Pumped Hydro Energy Storage
2019-07-18 |  | Site name update | Dalby Solar Farm |  |  | Sitename changed from Dalby To Dalby Solar Farm
2019-07-18 |  | Site name update | Dalrymple BESS |  |  | Sitename changed from ESCRI Dalrymple To Dalrymple BESS
2019-07-18 |  | Site name update | Eildon Pondage Power Station (EPPS) |  |  | Sitename changed from Eildon Small Hydro To Eildon Pondage Power Station (EPPS)
2019-07-18 |  | Site name update | Finley Solar Project |  |  | Sitename changed from Finley/Canalla Solar Project To Finley Solar Project
2019-07-18 |  | Site name update | Gangarri Solar Farm |  |  | Sitename changed from Delga Solar Farm To Gangarri Solar Farm
2019-07-18 |  | Site name update | Gulgong Solar Project |  |  | Sitename changed from Beryl/Gulgong Solar Project To Gulgong Solar Project
2019-07-18 |  | Site name update | Hallet GT |  |  | Sitename changed from Hallet Repower To Hallet GT
2019-07-18 |  | Site name update | Haughton Solar Farm Stage 1 |  |  | Sitename changed from Haughton Solar Farm To Haughton Solar Farm Stage 1
2019-07-18 |  | Site name update | Hume Dam NSW |  |  | Sitename changed from Hume NSW To Hume Dam NSW
2019-07-18 |  | Site name update | Hume Dam VIC |  |  | Sitename changed from Hume VIC To Hume Dam VIC
2019-07-18 |  | Site name update | Inverleigh Wind Farm Storage |  |  | Sitename changed from Inverleigh Storage To Inverleigh Wind Farm Storage
2019-07-18 |  | Site name update | Keyneton Wind Farm |  |  | Sitename changed from Keyneton To Keyneton Wind Farm
2019-07-18 |  | Site name update | Lake Bonney BESS1 |  |  | Sitename changed from Lake Bonney Battery Energy Storage To Lake Bonney BESS1
2019-07-18 |  | Site name update | Limondale Solar Farm 1 |  |  | Sitename changed from Limondale Solar Plant 1 To Limondale Solar Farm 1
2019-07-18 |  | Site name update | Limondale Solar Farm 2 |  |  | Sitename changed from Limondale Solar Plant 2 To Limondale Solar Farm 2
2019-07-18 |  | Site name update | Loy Yang A Power Station |  |  | Sitename changed from Loy Yang A To Loy Yang A Power Station
2019-07-18 |  | Site name update | MacIntyre Wind Farm |  |  | Sitename changed from McIntyre To MacIntyre Wind Farm
2019-07-18 |  | Site name update | Mallee Solar Farm |  |  | Sitename changed from Mallee Solar Park To Mallee Solar Farm
2019-07-18 |  | Site name update | Manildra Solar Farm |  |  | Sitename changed from Manildra Photovoltaic Solar Farm To Manildra Solar Farm
2019-07-18 |  | Site name update | Maryrorough Solar Farm |  |  | Sitename changed from Brigalow Solar Farm To Maryrorough Solar Farm
2019-07-18 |  | Site name update | Mortlake |  |  | Sitename changed from Mortlake expansion To Mortlake
2019-07-18 |  | Site name update | Mortlake South Wind Farm |  |  | Sitename changed from Mortlake South To Mortlake South Wind Farm
2019-07-18 |  | Site name update | Mt Gellibrand Wind Farm |  |  | Sitename changed from Mt Gellibrand To Mt Gellibrand Wind Farm
2019-07-18 |  | Site name update | Quarantine |  |  | Sitename changed from Quarantine expansion To Quarantine
2019-07-18 |  | Site name update | St George Leagues Club - Kogarah, NSW |  |  | Sitename changed from St George Leagues Club To St George Leagues Club - Kogarah, NSW
2019-07-18 |  | Site name update | Stockyard Hill Wind Farm |  |  | Sitename changed from Stockyard Hill To Stockyard Hill Wind Farm
2019-07-18 |  | Site name update | Suntop Solar Farm Pty Ltd |  |  | Sitename changed from Suntop Solar Farm To Suntop Solar Farm Pty Ltd
2019-07-18 |  | Site name update | Vibe Energy - Bordertown Power Station Gen - Bordertown, SA |  |  | Sitename changed from Bordertown Power Station Gen To Vibe Energy - Bordertown Power Station Gen - Bordertown, SA
2019-07-18 |  | Site name update | Vibe Energy - Tatiara Meat Gen, Bordertown, SA |  |  | Sitename changed from Tatiara Meats To Vibe Energy - Tatiara Meat Gen, Bordertown, SA
2019-07-18 |  | Site name update | Walcha Energy Project - Ruby Hills Wind Farm |  |  | Sitename changed from Walcha Energy Project - Wind To Walcha Energy Project - Ruby Hills Wind Farm
2019-07-18 |  | Site name update | Walcha Energy Project - Salisbury East Solar |  |  | Sitename changed from Walcha Energy Project - Solar To Walcha Energy Project - Salisbury East Solar
2019-07-18 |  | Site name update | Walcha Energy Project - Salisbury West Solar |  |  | Sitename changed from Walcha Energy Project - Solar To Walcha Energy Project - Salisbury West Solar
2019-07-18 |  | Site name update | Walcha Energy Project - Winterbourne Wind Farm |  |  | Sitename changed from Walcha Energy Project - Wind To Walcha Energy Project - Winterbourne Wind Farm
2019-07-18 |  | Site name update | Walcha Energy Project Storage - Dungowan PHES |  |  | Sitename changed from Walcha Energy Project - Storage To Walcha Energy Project Storage - Dungowan PHES
2019-07-18 |  | Site name update | Walcha Energy Project Storage - Salisbury BESS |  |  | Sitename changed from Walcha Energy Project - Storage To Walcha Energy Project Storage - Salisbury BESS
2019-07-18 |  | Site name update | Western Suburbs Leagues Club - Campbelltown, NSW |  |  | Sitename changed from Western Suburbs League Club Campbelltown To Western Suburbs Leagues Club - Campbelltown, NSW
2019-07-18 |  | Site name update | Western Suburbs Leagues Club - Illawarra - Unanderra, NSW |  |  | Sitename changed from West Illawarra Leagues Club To Western Suburbs Leagues Club - Illawarra - Unanderra, NSW
2019-07-18 |  | Site name update | Winton Asset Co. Pty Ltd as Trustee of the Winton Asset Trust |  |  | Sitename changed from Winton Solar Farm To Winton Asset Co. Pty Ltd as Trustee of the Winton Asset Trust
2019-07-18 |  | Site name update | Wunghnu Solar Farm |  |  | Sitename changed from Moira Solar Farm To Wunghnu Solar Farm
2019-07-18 |  | Site name update | Yarranlea Solar Farm |  |  | Sitename changed from Yarranlea Solar To Yarranlea Solar Farm
2019-05-10 | NSW1 | Service commenced | Crookwell 2 Wind Farm |  |  | Crookwell Development Pty Ltd advises that Crookwell 2 Wind Farm (91 MW) is operational.
2019-05-10 | SA1 | Service commenced | Tailem Bend - Solar |  |  | Vena Energy advises that Tailem Bend - Solar (108MW) is operational.
2019-05-10 | VIC1 | Informative note | Bannerton Solar Farm |  |  | Foresight Solar Australia Pty Ltd advises that Bannerton Solar Park (88MW) is undergoing commissioning testing.
2019-05-10 | VIC1 | Informative note | Crowlands Wind Farm |  |  | Pacific Hydro Crowlands Pty Ltd advises that Crowlands Wind Farm (79.95MW) is undergoing commissioning testing.
2019-05-10 | VIC1 | Informative note | Numurkah Solar Farm |  |  | Neoen advises that Numurkah Solar Farm (100MW) is undergoing commissioning testing.
2019-05-10 | VIC1 | Project commitment | Lal Lal Wind Energy System - Elaine |  |  | Northleaf /InfraRed/Macquarie Capital advises that Lal Lal Wind Energy Facility - Elaine end (83.6 MW) is now a committed project. .
2019-05-10 | VIC1 | Project commitment | Lal Lal Wind Energy System - Yendon |  |  | Northleaf /InfraRed/Macquarie Capital advises that Lal Lal Wind Energy Facility - Yendon end (144.4 MW) is now a committed project. .
2019-05-10 | VIC1 | Project commitment | Yatpool Solar Farm |  |  | BayWa r.e. advises that Yatpool Solar Farm (81 MW) is now a committed project.
2019-05-10 | VIC1 | Service commenced | Ballarat Energy Storage System |  |  | AusNet Services advises that Ballarat Energy Storage System (30 MW) is operational. .
2019-05-10 | VIC1 | Service commenced | Karadoc Solar Farm |  |  | Overland Sun Farming Pty Ltd advises that Karadoc Solar Farm (90 MW) is operational.
2019-02-06 | NSW1 | Project commitment | Bomen Solar Farm |  |  | AEMO has changed the Unit Status of Bomen Solar Farm from Committed to Emerging, and revised the nameplate capacity of Bomen Solar Farm from 120 MW to 100 MW. Consequently, the generation capacity charts in the 'New South Wales Summary' worksheet, and on the Generation Information Page website, have also been updated.
2019-02-04 | QLD1 | Capacity | Townsville Power Station |  |  | AEMO has revised the Summer Scheduled Capacities of Townsville Power Station in 201819, 201920 from 115 MW to 233 MW; AEMO has also revised the Winter Scheduled Capacities of Townsville Power Station in 2019, 2020 from 163 MW, 161 MW to 245 MW, 243 MW.
2019-01-21 | QLD1 | Capacity | Coopers Gap Wind Farm |  |  | PARF Company 6 Pty Limited advises that the capacity of Coopers Gap Wind Farm (previously reported as 350 MW) needs to be corrected to 453 MW.
2019-01-21 | QLD1 | Capacity | Hayman Solar Farm |  |  | Hayman Solar Farm Pty Ltd advises that the nameplate capacity of Hayman Solar Farm (previously 50 MW) needs to be corrected to Hayman Solar Farm (57.75 MW).
2019-01-21 | QLD1 | Capacity | Townsville Power Station |  |  | AEMO has revised the Summer Scheduled Capacities of Townsville Power Station in 201819, 201920 from 115 MW to 233 MW; AEMO has also revised the Winter Scheduled Capacities of Townsville Power Station in 2019, 2020 from 163 MW,161 MW to 245 MW, 243 MW.
2019-01-21 | QLD1 | Project commitment | Brigalow Solar Farm |  |  | Brigalow Solar Farm (34.5 MW) is now reported as committed since Impact Investment Group advises that it has commenced construction.
2019-01-21 | QLD1 | Project commitment | Hughenden Sun Farm |  |  | BayWa r.e. advises that Hughenden Sun Farm (18 MW) is now a committed project.
2019-01-21 | QLD1 | Project commitment | Warwick Solar Farm |  |  | University of Queensland advises that Warwick Solar Farm (64.2 MW) is now a committed project.
2019-01-21 | SA1 | Capacity | Pelican Point |  |  | Pelican Point Power Limited advises that Pelican Point Nameplate capacity has been revised from 478 MW to 529 MW (+51 MW). The available capacity has been revised from 458 MW to 478 MW (+20 MW) in summer, and from 474 MW to 529 MW (+55 MW) in winter.
2019-01-21 | SA1 | Capacity | Willogoleche Wind Farm |  |  | AEMO advises that due to an error, the Nameplate Capacity of Willogoleche Wind Farm (previously 95-125 MW) has been corrected to Willogoleche Wind Farm (119.4 MW).
2019-01-21 | SA1 | Informative note | BHP Olympic Dam Backup Generation |  |  | BHP Billiton advises that BHP Olympic Dam Backup Generation (30 MW) is installed for emergency back-up supplies to the Olympic Dam Plant and township of Roxby Downs.
2019-01-21 | SA1 | Informative note | Temporary Generation North and Temporary Generation South |  |  | SA Power Networks advises that Temporary Generation North (154 MW) and Temporary Generation South (123.2 MW) has changed registration status from Scheduled to Non-Scheduled.
2019-01-21 | SA1 | Project commitment | Bungala Two Solar Farm |  |  | Enel Green Power advises that Bungala Two Solar Farm (110 MW) is now a committed project.
2019-01-21 | SA1 | Project commitment | Lake Bonney Battery Energy Storage |  |  | Lake Bonney Battery Energy Storage (25 MW/ 52MWh) is now reported as committed since Infigen Energy advises that it has commenced construction.
2019-01-21 | SA1 | Service commenced | Tailem Bend - Solar |  |  | Vena Energy advises that Tailem Bend - Solar (108MW) is operational.
2019-01-21 | VIC1 | Capacity | Gannawarra Solar Farm |  |  | Gannawarra Solar Farm Pty Ltd advises that the nameplate capacity of Gannawarra Solar Farm (previously 50 MW) needs to be corrected to Gannawarra Solar Farm (55 MW).
2019-01-21 | VIC1 | Informative note | Bannerton Solar Farm |  |  | Foresight Solar Australia Pty Ltd advises that Bannerton Solar Park (88MW) is undergoing commissioning testing.
2019-01-21 | VIC1 | Informative note | Berrybank Wind Farm |  |  | Berrybank Development Pty Ltd advises that Berrybank Wind Farm (331.8 MW) should be reported as Berrybank Wind Farm - Stage 1 (180.6 MW) and Berrybank Wind Farm - Stage 2 (151.2 MW).
2019-01-21 | VIC1 | Informative note | Crowlands Wind Farm |  |  | Pacific Hydro Crowlands Pty Ltd advises that Crowlands Wind Farm (79.95MW) is undergoing commissioning testing.
2019-01-21 | VIC1 | Informative note | Gannawarra Energy Storage System |  |  | GESS Co advises that Gannawarra Energy Storage System (25 MW/50 MWh) is undergoing commissioning testing.
2019-01-21 | VIC1 | Informative note | Numurkah Solar Farm |  |  | Neoen advises that Numurkah Solar Farm (100MW) is undergoing commissioning testing.
2019-01-21 | VIC1 | Project commitment | Cherry Tree Wind Farm |  |  | Cherry Tree Wind Farm (57.6 MW) is now reported as committed since Cherry Tree Wind Farm Pty Limited A.T.F. Cherry Tree Project Trust advises that it has commenced construction.
2019-01-21 | VIC1 | Project commitment | Cohuna Solar Farm |  |  | Cohuna Solar Farm Pty. Ltd advises that Cohuna Solar Farm (27.27 MW) is now a committed project.
2019-01-21 | VIC1 | Project commitment | Dundonnell Wind Farm |  |  | Dundonnell Wind Farm (336MW) is now reported as committed since Tilt Renewables advises that it has commenced construction.
2019-01-21 | VIC1 | Project commitment | Lal Lal Wind Energy System - Elaine |  |  | Northleaf /InfraRed/Macquarie Capital advises that Lal Lal Wind Energy Facility - Elaine end (83.6 MW) is now a committed project.
2019-01-21 | VIC1 | Project commitment | Lal Lal Wind Energy System - Yendon |  |  | Northleaf /InfraRed/Macquarie Capital advises that Lal Lal Wind Energy Facility - Yendon end (144.4 MW) is now a committed project.
2019-01-21 | VIC1 | Service commenced | Ballarat Energy Storage System |  |  | AusNet Services advises that Ballarat Energy Storage System (30 MW) is operational.
2019-01-21 | VIC1 | Service commenced | Karadoc Solar Farm |  |  | Overland Sun Farming Pty Ltd advises that Karadoc Solar Farm (90 MW) is operational.
2019-01-17 | SA1 | Informative note | Torrens Island A Mothballing | AGL SA Generation Pty Ltd | TORRA1 | AGL SA Generation Pty Ltd has advised that all four Torrens Island A units will be mothballed with six month minimum recall notice, starting from 30/11/2019 for TORRA2 and TORRA4,starting from 30/9/2020 for TORRA1, and starting from 30/9/21 for TORRA3, lasting until the expected full closure year 2035.
2019-01-16 | NSW1 | Informative note | Charlestown Square Cogeneration |  |  | GPT RE Limited advises that Charlestown Square Cogeneration (2.8 MW) has been permanently decommissioned (withdrawn) since June 2018.
2019-01-16 | NSW1 | Project commitment | Bomen Solar Farm |  |  | Renew Estate advises that Bomen Solar Farm (120 MW) is now a committed project.
2019-01-16 | NSW1 | Project commitment | Darlington Point Solar Farm |  |  | Darlington Point Solar Farm Pty Ltd advises that Darlington Point Solar Farm (275 MW) is now a committed project.
2019-01-16 | NSW1 | Project commitment | Finley Solar Farm |  |  | Finley Solar Farm Pty Ltd as trustee of the Finley Solar Trust advises that Finley Solar Farm (133 MW) is now a committed project.
2019-01-16 | NSW1 | Service commenced | Crookwell 2 Wind Farm |  |  | Crookwell Development Pty Ltd advises that Crookwell 2 Wind Farm (91 MW) is operational.
2018-11-09 | TAS1 | Informative note | Bluff Point Wind Farm |  |  | Woolnorth Wind Farm Holding Pty Ltd advises that Bluff Point Wind Farm (65 MW) is accounted for within Woolnorth Studland Bay / Bluff Point (140 MW).
2018-10-31 | NSW1 | Informative note | Coleambally Solar Farm |  |  | Neoen advises that Coleambally Solar Farm (180 MW) is undergoing commissioning testing.
2018-10-31 | NSW1 | Project commitment | Limondale solar plant 1 |  |  | Innogy advises that Limondale solar plant 1 (220 MW) is now a committed project.
2018-10-31 | NSW1 | Project commitment | Limondale solar plant 2 |  |  | Innogy advises that Limondale solar plant 2 (29 MW) is now a committed project.
2018-10-31 | NSW1 | Project commitment | Nevertire Solar Farm |  |  | Nevertire Solar Farm (105MW) is now reported as committed since Elliott Nevertire Solar Pty Ltd advises that it has commenced construction.
2018-10-31 | NSW1 | Project commitment | Sunraysia Solar Farm |  |  | John Laing/Maoneng Group advise that Sunraysia Solar Farm (200MW) is now a committed project.
2018-10-31 | QLD1 | Informative note | Darling Downs Solar Farm |  |  | Darling Downs Solar Farm Pty Ltd advises that Darling Downs Solar Farm (108.5 MW) is undergoing commissioning testing.
2018-10-31 | QLD1 | Informative note | Hamilton Solar Farm |  |  | Hamilton Solar Farm Pty Ltd advises that Hamilton Solar Farm (57.5 MW) is undergoing commissioning testing.
2018-10-31 | QLD1 | Informative note | Ross River Solar Farm |  |  | Ross River Operations Pty Ltd advises that Ross River Solar Farm (128 MW) is undergoing commissioning testing.
2018-10-31 | QLD1 | Project commitment | Kennedy Energy Park |  |  | Kennedy Energy Park (Solar (15 MW), Wind (43.2 MW), Storage (2 MW)) is now reported as a committed project since Kennedy Energy Park Pty advises that it has commenced construction .
2018-10-31 | QLD1 | Project commitment | Rugby Run Solar Farm |  |  | Rugby Run Solar Farm (65MW) is now reported as committed since Adani Rugby Run Pty Ltd advises that it has commenced construction.
2018-10-31 | SA1 | Service commenced | ESCRI Dalrymple |  |  | ElectraNet advises that ESCRI Dalrymple (30MW/8MWh) is operational.
2018-10-31 | VIC1 | Project commitment | Bulgana Green Power Hub - Wind Farm |  |  | Bulgana Green Power Hub - Wind Farm (194MW) is now reported as committed since Neoen advises that it has commenced construction.
2018-10-31 | VIC1 | Project commitment | Kiamal Solar Farm - Stage 1 |  |  | Kiamal Solar Farm - Stage 1 (200MW) is now reported as committed since Total Eren advises that it has commenced construction.
2018-10-31 | VIC1 | Project commitment | Lal Lal Wind Energy Facility - Yendon end |  |  | Lal Lal Wind Energy Facility - Yendon end (144.4MW) is now reported as committed since Northleaf /InfraRed/Macquarie Capital advise that it has commenced construction.
2018-10-31 | VIC1 | Project commitment | Moorabool Wind Farm |  |  | Goldwind advises that Moorabool Wind Farm (320MW) is now a committed project.
2018-10-31 | VIC1 | Project commitment | Numurkah Solar Farm |  |  | Neoen advises that Numurkah Solar Farm (100MW) is now a committed project.
2018-10-31 | VIC1 | Service commenced | Gannawarra Solar Farm |  |  | Gannawarra Solar Farm Pty Ltd advises that Gannawarra Solar Farm (50 MW) is operational.
2018-07-31 | NSW1 | Project commitment | Beryl Solar Farm |  |  | FS NSW Project No 1 AT Pty Ltd advises that Beryl Solar Farm (98.4 MW) is now a committed project.
2018-07-31 | NSW1 | Project commitment | Coleambally Solar Farm |  |  | Coleambally Solar Farm (180 MW) is now reported as committed since Neoen advises that it has commenced construction.
2018-07-31 | NSW1 | Project commitment | Crudine Ridge Wind Farm |  |  | Crudine Ridge Wind Farm (135 MW) is now reported as committed since CRWF Nominees Pty Ltd advises that it has commenced construction.
2018-07-31 | QLD1 | Project commitment | Childers Solar Farm |  |  | Childers Solar Farm (56 MW) is now reported as a committed project since ESCO Pacific advises that it has commenced construction.
2018-07-31 | QLD1 | Project commitment | Clermont Solar Farm |  |  | Clermont Asset Co Pty Ltd as Trustee advises that Clermont Solar Farm (92.5 MW) is now a committed project.
2018-07-31 | QLD1 | Project commitment | Emerald Solar Park |  |  | Emerald Solar Park (72 MW) is now reported as a committed project since Lighthouse Infrastructure Management Limited advises that it has commenced construction.
2018-07-31 | QLD1 | Project commitment | Haughton Solar Farm |  |  | Pacific Hydro advises that Haughton Solar Farm (100 MW) is now a committed project.
2018-07-31 | QLD1 | Project commitment | Susan River Solar Farm |  |  | Susan River Solar Farm (100 MW) is now reported as a committed project since ESCO Pacific advises it has commenced construction.
2018-07-31 | QLD1 | Project commitment | TeeBar Solar Farm |  |  | TeeBar Solar Farm (52.5 MW) is now reported as a committed project since TeeBar Clean Energy Pty Ltd advises it has commenced construction.
2018-07-31 | QLD1 | Project commitment | Yarranlea Solar |  |  | Yarranlea Solar (102.5 MW) is now reported as a committed project since Risen Energy Australia advises it has commenced construction.
2018-07-31 | SA1 | Project commitment | Tailem Bend - Solar |  |  | Vena Energy advises that Tailem Bend - Solar (108 MW) is now a committed project.
2018-07-31 | TAS1 | Project commitment | Wild Cattle Hill Wind Farm |  |  | Wild Cattle Hill Wind Farm (144 MW) is now reported as committed as Wild Cattle Hill Pty Ltd advises construction has commenced.
2018-07-31 | VIC1 | Informative note | Loy Yang B |  |  | Alinta Energy is reviewing the Loy Yang B upgrade project, and will provide an update before the 2018-19 Summer season.
2018-07-31 | VIC1 | Project commitment | Ballarat Energy Storage System |  |  | Ballarat Energy Storage System (30 MW) is now reported as committed since AusNet Services advises that it has commenced construction.
2018-07-31 | VIC1 | Project commitment | Bulgana Green Power Hub - BESS |  |  | Bulgana Green Power Hub - Battery Energy Storage System (BESS) (21 MW) is now reported as committed since Neoen advises that it has commenced construction.
2018-07-31 | VIC1 | Project commitment | Bulgana Green Power Hub - Wind Farm |  |  | Bulgana Green Power Hub - Wind Farm (204 MW) is now reported as committed since Neoen advises that it has commenced construction.
2018-07-31 | VIC1 | Project commitment | Gannawarra Energy Storage System |  |  | Gannawarra Energy Storage System (25 MW) is now reported as committed since GESS Co advises that it has commenced construction.
2018-07-31 | VIC1 | Project commitment | Karadoc Solar Farm |  |  | Karadoc Solar Farm (90 MW) is now reported as committed since Overland Sun Farming Pty Ltd advises that it has commenced construction.
2018-07-31 | VIC1 | Project commitment | Lal Lal Wind Energy Facility - Elaine end |  |  | Lal Lal Wind Energy Facility - Elaine end (79 MW) is now reported as committed since Westwind Energy Pty Ltd advises that it has commenced construction.
2018-07-31 | VIC1 | Project commitment | Moorabool Wind Farm |  |  | Moorabool Wind Farm (320 MW) is now reported as committed since Goldwind advises that it has commenced construction.
2018-07-31 | VIC1 | Project commitment | Murra Warra Wind Farm - stage 1 |  |  | RES Australia advises that Murra Warra Wind Farm - stage 1 (226 MW) is now a committed project.
2018-07-31 | VIC1 | Project commitment | Stockyard Hill |  |  | Goldwind advises that Stockyard Hill (532 MW) is now a committed project.
2018-07-31 | VIC1 | Project commitment | Wemen Solar Farm |  |  | Wemen Asset Co Pty Ltd advises that Wemen Solar Farm (87.75 MW) is now a committed project.
2018-03-16 | QLD1 | Project commitment | Oakey 2 Solar Farm |  |  | Oakey 2 Solar Farm (55 MW) is now reported as a committed project since Canadian Solar Pty Ltd advises that it has commenced construction.
2018-03-16 | SA1 | Informative note | Torrens Island A Power Station |  |  | AGL Energy advises that the four units of Torrens Island A Power Station (480 MW) will be progressively mothballed between 2019 and 2021. Two units (240 MW) will be mothballed after winter 2019, one unit (120 MW) after winter 2020 and the final unit (120 MW) after winter 2021.
2018-03-16 | SA1 | Project commitment | Barker Inlet Power Station |  |  | Barker Inlet Power Station (210 MW) is now reported as a committed project since AGL advises that it has commenced construction.
2018-03-16 | SA1 | Project commitment | Dalrymple Battery storage |  |  | Dalrymple Battery storage (30 MW) is now reported as a committed project since ElectraNet advises that it has commenced construction.
2018-03-16 | VIC1 | Project commitment | Salt Creek Wind Farm |  |  | Tilt Renewables advises that Salt Creek Wind Farm (54 MW) is now a committed project.
2017-12-22 | NSW1 | Capacity | Bayswater |  |  | AGL has advised Bayswater Power Station will increase capacity by 25 MW each Winter from 2019 to 2022.
2017-12-22 | NSW1 | Capacity | Smithfield Energy Facility |  |  | Visy Power Generation advises that Smithfield Energy Facility, which closed in July 2017, has been brought back into service with up to 109 MW of capacity available, with a further 62 MW available on recall with lead time to be determined.
2017-12-22 | NSW1 | Project commitment | Bodangora Wind Farm |  |  | Bodangora Wind Farm (113 MW) is now reported as committed since Infigen Energy has advised construction has commenced.
2017-12-22 | NSW1 | Project commitment | Crookwell 2 Wind Farm |  |  | Crookwell 2 Wind Farm (91 MW) is reported as committed as Crookwell Development Pty Ltd has advised construction has commenced.
2017-12-22 | NSW1 | Project commitment | Hunter Economic Zone Diesel |  |  | Hunter Economic Zone Diesels (28.8 MW) is now reported at committed as Snowy Hydro Ltd advises construction has commenced.
2017-12-22 | NSW1 | Project commitment | Sapphire Wind Farm Phase 1 and 2 |  |  | Sapphire Wind Farm Pty Ltd advises that Sapphire Wind Farm Phase 1 and 2 (270 MW) is now committed.
2017-12-22 | NSW1 | Project commitment | Silverton Wind Farm |  |  | PARF Company Pty Ltd as trustee for the Silverton Project Trust advises that Silverton Wind Farm (198.94 MW) is now a committed project.
2017-12-22 | NSW1 | Project commitment | White Rock Solar Farm |  |  | White Rock Solar Farm (20 MW) is now reported as committed since White Rock Wind Farm Pty Ltd has advised construction has commenced.
2017-12-22 | QLD1 | Capacity | Callide C |  |  | CS Energy have advised that Callide C capacity has been reduced from 1,000 MW to 840 MW.
2017-12-22 | QLD1 | Informative note | Swanbank E GT |  |  | Stanwell Corporation Limited advises that Swanbank E GT (385 MW) has returned to service.
2017-12-22 | QLD1 | Project commitment | Clare Solar Farm |  |  | Clare Asset Co Pty Ltd ATF Clare Asset Trust advises that Clare Solar Farm (150MW) is a committed project.
2017-12-22 | QLD1 | Project commitment | Collinsville Solar Power Station |  |  | Ratch Australia Corporation advises that Collinsville Solar Power Station (42.5 MW) is a committed project.
2017-12-22 | QLD1 | Project commitment | Coopers Gap Wind Farm |  |  | PARF Company Pty Ltd, as a trustee for the Coopers Gap Project Trust advises that Coopers Gap Wind Farm (453 MW) is a committed project.
2017-12-22 | QLD1 | Project commitment | Darling Downs Solar Farm |  |  | APA advises that Darling Downs Solar Farm (110MW) is a committed project.
2017-12-22 | QLD1 | Project commitment | Daydream Solar Farm |  |  | Hayman Solar Farm Pty Ltd advises that Daydream Solar Farm (167.5MW) is a committed project.
2017-12-22 | QLD1 | Project commitment | Dunblane Solar Farm |  |  | YellowDot Energy Pty Ltd advises that Dunblane Solar Farm (7.2MW) is a committed project.
2017-12-22 | QLD1 | Project commitment | Hamilton Solar Farm |  |  | Hamilton Solar Farm Pty Ltd advises that Hamilton Solar Farm (57.5MW) is a committed project.
2017-12-22 | QLD1 | Project commitment | Hayman Solar Farm |  |  | Hayman Solar Farm Pty Ltd advises that Hayman Solar Farm (57.5 MW) is a committed project.
2017-12-22 | QLD1 | Project commitment | Kennedy Energy Park |  |  | Kennedy Energy Park Pty advises that Kennedy Energy Park (Solar (15 MW), Wind (43.2 MW), Storage (2 MW)) is a committed project.
2017-12-22 | QLD1 | Project commitment | Kidston Solar Project |  |  | Genex Power Ltd advises that Kidston Solar Project (50 MW) is a committed project.
2017-12-22 | QLD1 | Project commitment | Lake Somerset |  |  | Seqwater advises that Lake Somerset (4.3MW) is a committed project.
2017-12-22 | QLD1 | Project commitment | Lakeland Solar and Storage Project |  |  | Lakeland Solar & Storage Pty Ltd advises that Lakeland Solar and Storage Project (12.5MW) is a committed project.
2017-12-22 | QLD1 | Project commitment | Lilyvale Solar Farm |  |  | Lilyvale Solar Farm (100 MW) is now reported as committed since FRV Services Australia Pty Ltd advises that it has commenced construction.
2017-12-22 | QLD1 | Project commitment | Longreach Solar Farm |  |  | Longreach HoldCo Pty Ltd advises that Longreach Solar Farm (15 MW) is a committed project.
2017-12-22 | QLD1 | Project commitment | Mt Emerald Wind Farm |  |  | Ratch Australia Corporation advises that Mt Emerald Wind Farm (180.5MW) is a committed project.
2017-12-22 | QLD1 | Project commitment | Oakey 1 Solar Farm |  |  | Oakey 1 AssetCo Pty Ltd advises that Oakey 1 Solar Farm (25MW) is a committed project.
2017-12-22 | QLD1 | Project commitment | Ross River Solar Farm |  |  | Ross River Solar Farm (116MW) is now reported as a committed project since Ross River Operations Pty Ltd advises that it has commenced construction.
2017-12-22 | QLD1 | Project commitment | Rugby Run Solar Farm |  |  | Rugby Run Solar Farm (65MW) is now reported as a committed project sinceAdani Rugby Run Pty Ltd advises that it has commenced construction.
2017-12-22 | QLD1 | Project commitment | Sun Metals Solar Farm |  |  | Sun Metals Solar Farm (124MW) is now reported as a committed project since Sun Metals Corporation Pty Ltd advises that it has commenced construction.
2017-12-22 | QLD1 | Project commitment | Sunshine Coast Solar Farm |  |  | Sunshine Coast Regional Council advises that Sunshine Coast Solar Farm (15 MW) is a committed project.
2017-12-22 | QLD1 | Project commitment | Tableland Mill |  |  | MSF Sugar advises Tableland Mill (24 MW) is a committed project.
2017-12-22 | QLD1 | Project commitment | Whitsunday |  |  | Whitsunday Solar Farm Pty Ltd advises that Whitsunday (57.5MW) is a committed project.
2017-12-22 | SA1 | Project commitment | Lincoln Gap Wind Farm Stage 1 |  |  | Lincoln Gap Wind Farm Pty Ltd advises that Lincoln Gap Wind Farm Stage 1 (126 MW) is now a committed project.
2017-12-22 | SA1 | Project commitment | Willogoleche Wind Farm |  |  | Willogoleche Power Pty Ltd advises that Willogoleche Wind Farm (119 MW) is now a committed project.
2017-12-22 | SA1 | Service commenced | Hornsdale Power Reserve |  |  | Hornsdale Power Reserve Pty Ltd advises that Hornsdale Power Reserve Unit 1 (100 MW / 129 MWh) battery storage is operational.
2017-12-22 | SA1 | Service commenced | Hornsdale Wind Farm Stage 2 |  |  | HWF2 Pty Ltd advises that Hornsdale Wind Farm Stage 2 (102 MW) is operational.
2017-12-22 | SA1 | Service commenced | Hornsdale Wind Farm Stage 3 |  |  | HWF3 Pty Ltd advises that Hornsdale Wind Farm Stage 3 (109 MW) is operational.
2017-12-22 | TAS1 | Informative note | Tamar Valley CCGT |  |  | Hydro Tasmania advises that the Tamar Valley CCGT (208 MW) will be withdrawn after April 2018, but is available for operation with less than 3 months' notice.
2017-12-22 | VIC1 | Informative note | Gannawarra Solar Farm |  |  | Gannawarra Solar Farm Pty Ltd advises that Gannawarra Solar Farm has increased from 50 MW to 55 MW.
2017-12-22 | VIC1 | Project commitment | Bannerton Solar Park |  |  | Foresight Solar Australia Pty Ltd advises that Bannerton Solar Park (88 MW) is now a committed project.
2017-12-22 | VIC1 | Project commitment | Crowlands Wind Farm |  |  | Energy Pacific Vic Pty Ltd advises that Crowlands Wind Farm (80 MW) is now a committed project.
2017-12-22 | VIC1 | Project commitment | Kiata Wind Farm |  |  | Kiata Wind Farm Pty Ltd advises that Kiata Wind Farm (31.05 MW) is now a committed project.
2017-12-22 | VIC1 | Project commitment | Loy Yang B (upgrade) |  |  | Loy Yang B upgrade (78 MW) is now reported as committed since Alinta advises that it has commenced construction.
2017-12-22 | VIC1 | Project commitment | Mt Gellibrand Wind Farm |  |  | Acciona Energy advises that Mt Gellibrand (132 MW) is a committed project.
2017-12-22 | VIC1 | Project commitment | Swan Hill Solar Farm |  |  | Swan Hill Solar Farm (15 MW) is now reported as committed since Solar PowerStation Victoria Pty Ltd advises that it has commenced construction.
2017-12-22 | VIC1 | Project commitment | Yatpool Solar Farm |  |  | Yatpool Solar Farm (81 MW) is now reported as committed since Overland Sun Farming Pty Ltd advises that it has commenced construction.
2017-06-05 | NSW1 | Informative note | Mugga Lane Solar Park |  |  | Mugga Lane Solar Park Pty Ltd advises that Mugga Lane Solar Park (13 MW) is now an existing generator with full commercial operation having commenced in 2017.
2017-06-05 | NSW1 | Project commitment | Gullen Range Solar Farm |  |  | New Gullen Range Wind Farm Pty Ltd advises that Gullen Range Solar Farm (10 MW) is now a committed project.
2017-06-05 | NSW1 | Project commitment | Manildra Photovoltaic Solar Farm |  |  | Manildra Prop Pty Ltd as trustee for the Manildra Asset Trust advises that Manildra Photovoltaic Solar Farm (50 MW) is now a committed project.
2017-06-05 | QLD1 | Informative note | Barcaldine Remote Community Solar Farm |  |  | Barcaldine Remote Community Solar Farm Pty Ltd advises that Barcaldine Remote Community Solar Farm (20 MW) is now completed with full commercial having commenced in April 2017.
2017-06-05 | QLD1 | Informative note | Callide A |  |  | Oxyfuel Technologies Pty Ltd advises that Callide A (30 MW) has been permanently decommissioned (withdrawn) since March 2015 and will be demolished and deregistered from the network in the future.
2017-06-05 | QLD1 | Informative note | Grosvenor 1 |  |  | EDL Projects Australia Pty Ltd advises that Grosvenor 1 (21 MW) is now an existing generator with full commercial operation having commenced in April 2017.
2017-06-05 | QLD1 | Informative note | Swanbank E GT |  |  | Stanwell Corporation Limited advises that Swanbank E GT (385 MW) is currently in cold storage and at this time is scheduled to return to service on 1 December 2018.
2017-06-05 | QLD1 | Project commitment | Clare Solar Farm |  |  | Clare Asset Co Pty Ltd (the Trustee for Clare Asset Trust) advises that the Clare Solar Farm (total of 150 MW nameplate) is a committed project.
2017-06-05 | QLD1 | Project commitment | Lakeland Solar and Storage Project |  |  | Conergy advises that the committed Cook Shire Solar Storage Project is now called Lakeland Solar and Storage Project, with an updated nameplate capacity of 12.5 MW.
2017-06-05 | QLD1 | Project commitment | Mount Emerald |  |  | Ratch Australia advises that Mount Emerald (180.5 MW) is now a committed project with full commercial use expected September 2018.
2017-06-05 | QLD1 | Project commitment | Whitsunday Solar Farm |  |  | Whitsunday Solar Farm Pty Ltd advises that Whitsunday Solar Farm (57.5 MW) is now a committed project, with full commercial use expected March 2018.
2017-06-05 | SA1 | Capacity | Pelican Point |  |  | Pelican Point Power Limited advises that Pelican Point (478 MW) is currently operating at half capacity (239 MW), but will make the full capacity available to market as of July 1 2017.
2017-06-05 | SA1 | Project commitment | Hornsdale Wind Farm Stage 3 |  |  | HWF 3 Pty Ltd advises that Hornsdale Wind Farm Stage 3 (109 MW) is now a committed project.
2017-06-05 | TAS1 | Capacity | Bastyan Power Station |  |  | Hydro-Electric Corporation advises that Bastyan's available capacity will be (zero) 0 MW during summer 2021-22.
2017-06-05 | TAS1 | Capacity | Gordon Power Station |  |  | Hydro-Electric Corporation advises that Gordon's available capacity will reduced to 371 MW (-25) MW during summer and winter due to lower storage levels. Also, the station will undergo the following outages:.
2017-06-05 | TAS1 | Capacity | Lake Echo Power Station |  |  | Hydro-Electric Corporation advises that Lake Echo's available capacity will be (zero) 0 MW during winter 2018, 2019, 2020 and 2024.
2017-06-05 | TAS1 | Capacity | Lemonthyme/Wilmot Power Station |  |  | Hydro-Electric Corporation advises that Lemonthyme/Wilmot's available capacity will be 54 MW during summer 2017-18 and summer 2020-21, and 32 MW during summer 2019-20.
2017-06-05 | TAS1 | Capacity | Reece Power Station |  |  | Hydro-Electric Corporation advises that Reece's available capacity will be 116 MW during summer 2023-24 and 2025-26 due to an outage.
2017-06-05 | TAS1 | Informative note | Tamar Valley CCGT |  |  | Hydro Tasmania advises that the Tamar Valley CCGT (208 MW) will be withdrawn after May 2017, but is available for operation with less than 3 months' notice.
2017-06-05 | VIC1 | Capacity | Longford |  |  | Longford Gas Plant advises that Longford has increased its total nameplate capacity from 32 MW to 45 MW in December 2016.
2017-06-05 | VIC1 | Informative note | Ararat |  |  | Ararat Wind Farm Pty Ltd advises that Ararat (240MW) is now completed and is undergoing commissioning tests with full commercial operation having commenced in May 2017.
2017-06-05 | VIC1 | Informative note | Hazelwood |  |  | Hazelwood Power advises that Hazelwood Power Station (1600 MW) has closed operations at the end of March 2017 and is undergoing decommissioning.
2017-06-05 | VIC1 | Project commitment | Gannawarra Solar Farm |  |  | Gannawarra Solar Farm Pty Ltd advises that Gannawarra Solar Farm (50 MW) is now a committed project, with full commercial use expected April 2018.
2017-06-05 | VIC1 | Project commitment | Yaloak South |  |  | Energy Pacific Vic Pty Ltd advises that Yaloak South (28.7 MW) is now a committed project.
2017-03-16 | TAS1 | Project commitment | Granville Harbour Wind Farm |  |  | Granville Harbour Wind Farm (111.6 MW) is now reported as committed as Palisade Investment Partners Pty Ltd advises construction has commenced.
2017-02-27 | NSW1 | Capacity | Woodlawn Bioreactor Energy Generation (expansion) |  |  | AEMO has corrected the capacity totals shown below to include this existing new development (7.455 MW) in the Biomass (Proposed) category.
2017-02-27 | NSW1 | Informative note | Williamsdale Solar Farm |  |  | OneSun advises that Williamsdale Solar Farm (10MW) is now completed and is undergoing commissioning tests with full commercial operation expected in March 2017.
2017-02-27 | NSW1 | Project commitment | Griffith Solar Farm |  |  | Griffith Solar Farm Pty Ltd advises that Griffith Solar Farm (29 MW) is now a committed project.
2017-02-27 | NSW1 | Project commitment | Parkes Solar Farm |  |  | Parkes Solar Farm Pty Ltd advises that Parkes Solar Farm (55 MW) is now a committed project.
2017-02-27 | SA1 | Informative note | Hornsdale Wind Farm Stage 2 |  |  | HWF2 Pty Ltd advises that Hornsdale Wind Farm Stage 2 is undergoing construction and first/early generation happened on the 21st of February of 2017. Practical Completion under the EPC Contract is expected on 08/06/17 and Full Commercial Operation (FiT ACT Government) will commence on 01/12/18.
2017-02-27 | TAS1 | Informative note | Tamar Valley CCGT |  |  | Hydro Tasmania advises that the Tamar Valley CCGT (208 MW) has returned to service in summer 2016-17. It will be withdrawn after summer 2016-17, but available for operation with less than 3 months' notice.
2017-02-27 | VIC1 | Project commitment | Kiata Wind Farm |  |  | Kiata Wind Farm Pty Ltd advises that Kiata Wind Farm (31.05 MW) is now a committed project with full commercial use expected December 2017.
2016-11-18 | NSW1 | Capacity | Eraring GT |  |  | AEMO has corrected the entry on the worksheet titled 'Existing NS Generation' to show OCGT for the Technology Type. This also updates the capacity totals shown below, moving 42 MW of Existing/Existing less announced withdrawal capacity from the "Other" category to the "OCGT" category.
2016-11-18 | QLD1 | Informative note | Mackay GT Power Station |  |  | Stanwell Corporation advises that Mackay GT (34 MW) will be retired at the end of financial year 2020-21.
2016-11-18 | QLD1 | Informative note | Oaky Creek 2 |  |  | EDL OCI advises that Oaky Creek 2 (15 MW) is now completed and in full commercial operation since August 2016.
2016-11-18 | QLD1 | Informative note | Swanbank E GT |  |  | Stanwell advises that Swanbank E will no longer be returned to service on 01/07/2017 – Expected to return in Summer 2018.
2016-11-18 | SA1 | Informative note | Hornsdale Wind Farm Stage 1 |  |  | HWF1 Pty Ltd advises that Hornsdale Wind Farm Stage 1 (102.4 MW) is now completed and undergoing commissioning tests.
2016-11-18 | SA1 | Informative note | Waterloo |  |  | Waterloo Windfarm Pty Ltd advises that the Waterloo Wind Farm expansion (+19.8 MW) is now completed and undergoing commissioning tests.
2016-11-18 | TAS1 | Informative note | Tamar Valley CCGT |  |  | Hydro Tasmania advises that the Tamar Valley CCGT (208 MW) is available for operation with less than 3 months' notice and will next return to service in summer 2016-17.
2016-11-18 | VIC1 | Informative note | Hazelwood |  |  | Hazelwood Power advises that Hazelwood Power Station will cease generation at the end of March 2017.
2016-08-11 | NSW1 | Informative note | Moree Solar Farm |  |  | Moree Solar Farm Pty Ltd advises that Moree Solar Farm (56 MW) has been completed and is in full commercial operation since late March 2016.
2016-08-11 | NSW1 | Informative note | New Development |  |  | Gullen Solar Project, Narromine Solar Farm, South Keswick Solar Farm, Boco Rock Wind Farm (expansion), Woodlawn Bioreactor Energy Generation (expansion).
2016-08-11 | NSW1 | Project commitment | Mugga Lane Solar Park |  |  | Zhenfa Canberra Solar Farm One advises that Mugga Lane Solar Park (13MW) is a committed project.
2016-08-11 | NSW1 | Project commitment | White Rock Wind Farm |  |  | Goldwind Australia advises that White Rock Wind Farm (175 MW) is a committed project.
2016-08-11 | NSW1 | Project commitment | Williamsdale Solar Farm |  |  | Elementus Energy Ptd Ltd. advises that Williamsdale Solar Farm (10MW) is a committed project.
2016-08-11 | QLD1 | Informative note | Mackay GT Power Station |  |  | Stanwell Corporation advised that Mackay GT (30 MW) will no longer be retired at the end of financial year 2016-17.
2016-08-11 | QLD1 | Informative note | Mt Stuart Power Station |  |  | Origin Energy advised that Mt Stuart Power Station (419 MW) will no longer retire in July 2023.
2016-08-11 | QLD1 | Informative note | New Developments |  |  | Clare Solar Farm, Lilyvale Solar Farm.
2016-08-11 | QLD1 | Project commitment | Cook Shire Solar Storage Project |  |  | Lyon Infrastructure Investments advises that Cook Shire Solar Storage Project (28MW) is a committed project.
2016-08-11 | QLD1 | Project commitment | Oaky Creek 2 |  |  | EDL OCI advises that Oaky Creek 2 (15MW) is a committed project.
2016-08-11 | SA1 | Informative note | Angaston |  |  | Lumo Generation SA Pty Ltd. advises that Angaston Power Station (50 MW) has changed registration status from Non-Scheduled to Scheduled.
2016-08-11 | SA1 | Informative note | New Development |  |  | Aurora Solar Energy Project, Bungala Solar Power Project, Port Augusta Solar, Yorke Peninsula Biomass.
2016-08-11 | SA1 | Informative note | Northern Power Station |  |  | Alinta Energy advises that Northern Power Station (546 MW) has closed operations in May 2016.
2016-08-11 | SA1 | Informative note | Playford B Power Station |  |  | Alinta Energy advises that Playford B Power Station (240 MW) has closed operations in May 2016.
2016-08-11 | SA1 | Informative note | Torrens Island Power Station A |  |  | AGL Energy advises that it will defer the previously planned mothballing of four generating units from its Torrens Island A Power Station (480 MW) in June 2016.
2016-08-11 | SA1 | Project commitment | Hornsdale Wind Farm (Stage 2) |  |  | HWF 2 advises that Stage 2 of Hornsdale Wind Farm (102.4 MW) is a committed project.
2016-08-11 | SA1 | Project commitment | Waterloo Expansion |  |  | Waterloo Windfarm Ptd Ltd. advises that Waterloo Expansion Wind Farm (19.8 MW) is a committed project.
2016-08-11 | TAS1 | Informative note | Bell Bay Power Station |  |  | Hydro Tasmania advises that Bell Bay Power Station (105 MW) will no longer be withdrawn from service from 1 January 2018 onwards.
2016-08-11 | TAS1 | Informative note | Tamar Valley CCGT |  |  | Hydro Tasmania advises that Tamar Valley CCGT (208 MW) has been withdrawn from service since May 2016.
2016-08-11 | VIC1 | Informative note | New Development |  |  | Mallee Solar Park, Kiata Wind Farm.
2016-08-11 | VIC1 | Project commitment | Mt Gellibrand Wind Farm |  |  | Acciona Energy advises that Mt Gellibrand Stage 1 (66 MW) is a committed project.
2016-04-15 | NSW1 | Informative note | Moree Solar Farm |  |  | Moree Solar Farm advises that Moree Solar Farm (56 MW) full commercial operation is planned for the end of March 2016.
2016-04-15 | NSW1 | Informative note | New Development |  |  | Gidginbung Solar Farm, White Rock Solar Farm, Manildra Solar Farm, Capital Solar Farm, Parkes Solar Farm, Griffith Solar Farm, Dubbo Solar Hub, Griffith Solar Farm.
2016-04-15 | NSW1 | Informative note | SmithField Energy Facility |  |  | Smithfield Power Partnership advises that SmithField Energy Facility 170.9 MW) is to close on 31 July 2017.
2016-04-15 | QLD1 | Informative note | Barcaldine Power Station |  |  | Correction on the 18-MW Steam Turbine being already decommissioned.
2016-04-15 | QLD1 | Informative note | Kogan Creek Solar Boost |  |  | CS Energy stated that the solar boost will not be completed.
2016-04-15 | QLD1 | Informative note | Mackay GT Power Station |  |  | Stanwell Corporation advised that Mackay GT will be retired at the end of financial year 2016-17.
2016-04-15 | QLD1 | Informative note | New Development |  |  | Oakey Solar Farm, Longreach Solar Farm, Baralaba Solar Farm, Kidston Solar Project, Ebenezer Solar Project, North Queensland Solar Farm, Kennedy Energy Park, Darling Downs Solar Farm, Hughenden Sun Farm, Collinsville Solar Power Station, Landfill Gas Industries biogas-fired generators, Barcaldine Remote Community Solar Farm are added to the list.
2016-04-15 | QLD1 | Informative note | Swanbank E |  |  | has been placed into cold storage until 1 July 2017. So at this stage will be available in July 2017, Summer 2018 and beyond.
2016-04-15 | QLD1 | Informative note | Tarong Power Station |  |  | Stanwell Corporation advises that Tarong Unit 2 has returned to service.
2016-04-15 | SA1 | Informative note | New Development |  |  | Leigh Creek Energy Project, Lincoln Gap Wind Farm, Mount Hill, Palmer Wind Farm, Pelican Point S2, Port Augusta Renewable Energy Park, Stony Gap, Waterloo, Willogoleche, Woakwine Wind Farm, Kingfisher solar storage project, Roxby Downs Solar Farm, Yorke Peninsula Biomass Energy, Infratech’s floating PV plant, are added to the list.
2016-04-15 | SA1 | Informative note | Northern Power Station |  |  | Alinta Energy advises that Northern Power Station (546 MW) is planned to cease generation around March – May 2016.
2016-04-15 | SA1 | Informative note | Playford B Power Station |  |  | Alinta Energy advises that Playford B Power Station (240 MW) is planned to will retire around March - May 2016.
2016-04-15 | SA1 | Project commitment | Hornsdale Wind Farm (Stage 1) |  |  | HWF 1 Pty Ltd advises that Stage 1 of Hornsdale Wind Farm (102.4 MW) is a committed project. Full commercial operation is expected in November 2016.
2016-04-15 | TAS1 | Capacity | Bell Bay Three Power Station |  |  | Hydro Tasmania have advised that Bell Bay Three Power Stations available capacity will be 105 MW (15 MW) for Summer 2015-16, 2016-17 and Winter 2016, 2017. Hydro Tasmania also advised the power station is to be withdrawn from service from 1 January 2018 and onwards.
2016-04-15 | TAS1 | Informative note | Tamar Valley CCGT |  |  | Hydro Tasmania have advised that Tamar Valley CCGT (208 MW) unit has been recommissioned and running since 19 January 2016.
2016-04-15 | TAS1 | Informative note | Tamar Valley OCGT |  |  | Hydro Tasmania have advised that Tamar Valley Peaking (58 MW) unit is currently withdrawn and is to return back to service in April 2016.
2016-04-15 | VIC1 | Informative note | Ararat Wind Farm |  |  | Ararat Wind Farm Pty Ltd advises that Ararat wind farm (240 MW) is to be in full commercial operation expected in May 2017.
2016-04-15 | VIC1 | Project commitment | Coonooer Bridge Wind Farm |  |  | Windlab Systems Pty Ltd advises that Coonooer Bridge wind farm (19.8 MW) is now a committed project. Full commercial operation is expected in March 2016.
2016-03-03 | SA1 | Informative note | New Development |  |  | Leigh Creek Energy Project, Lincoln Gap Wind Farm, Mount Hill, Palmer Wind Farm, Pelican Point S2, Port Augusta Renewable Energy Park, Stony Gap, Waterloo, Willogoleche, Woakwine Wind Farm, Kingfisher solar storage project, Roxby Downs Solar Farm, Yorke Peninsula Biomass Energy, Infratech’s floating PV plant, Epuron Uluru PV plant are added to the list.
2015-10-23 | NSW1 | Informative note | Broken Hill Solar Plant |  |  | AGL PV Solar Development Pty Limited advises that Broken Hill Solar Plant (53 MW) has been in full commercial operation since October 2015.
2015-10-23 | SA1 | Capacity | Pelican Point Power Station |  |  | Pelican Point Power Limited advises Pelican Point Power Station’s available capacity has been reduced to 0 MW (-239 MW) in winter 2016 given the current dynamics and outlook in the electricity and gas markets.
2015-10-23 | SA1 | Informative note | Northern Power Station |  |  | Alinta Energy advises that Northern Power Station (546 MW) is planned to cease generation around 31 March 2016.
2015-10-23 | SA1 | Informative note | Playford B Power Station |  |  | Alinta Energy advises that Playford B Power Station (240 MW) is planned to cease generation around 31 March 2016.
2015-10-23 | SA1 | Informative note | Point Paterson Project |  |  | Acquasol Infrastructure Pty Ltd advises that the proposed Point Paterson Projects has been put on hold.
2015-10-23 | SA1 | Informative note | Port Augusta Renewable Energy Park |  |  | DP Energy advises of the Port Augusta Renewable Energy Park wind and solar project totalling 375 MW.
2015-10-23 | SA1 | Project commitment | Hornsdale Wind Farm (Stage 1) |  |  | Hornsdale Wind Farm Pty Ltd advises that Stage 1 of Hornsdale Wind Farm (102.4 MW) is a committed project. Full commercial operation is expected in November 2016.
2015-08-13 | NSW1 | Informative note | Liddell Power Station |  |  | AGL Energy Limited advises that Liddell C Power Station (2000 MW) is to shut down in 2022.
2015-08-13 | NSW1 | Informative note | Nyngan Solar Plant |  |  | AGL Energy Limited advises the Nyngan Solar Plant(102 MW) has been completed and in full commercial operation since July 2015.
2015-08-13 | NSW1 | Informative note | Redbank Power Station |  |  | Redbank Energy Ltd advises that Redbank Power Station (143.8 MW black coal) has been removed from service from August 2014 and shut down. There are no future plans at this stage for Redbank to return to service.
2015-08-13 | NSW1 | Informative note | SmithField Energy Facility |  |  | Smithfield Power Partnership advises that SmithField Energy Facility 170.9 MW) is to retire in 2017.
2015-08-13 | NSW1 | Informative note | Taralga Wind Farm |  |  | CBD Energy/Banco Santander advises that Taralga Wind Farm (106.7 MW) has been completed and in full commercial operation since May 2015.
2015-08-13 | NSW1 | Informative note | Wallerawang C Power Station |  |  | EnergyAustralia advises that Wallerawang C Power Station (1000 MW black coal) has permanently closed in November 2014.
2015-08-13 | QLD1 | Capacity | Tarong Power Station |  |  | Stanwell Corporation advises that the Tarong station will revise its available capacity revised to 1400 MW (+350 MW) in winter 2016, due to the return of service of Unit 2 (DUID TARONG#2).
2015-08-13 | SA1 | Informative note | Northern Power Station |  |  | Alinta Energy advised in June 2015 that Northern Power Station would retire by March 2018 at the latest, but not before March 2016. In late July Alinta Energy advised that Northern Power Station will retire by March 2017.
2015-08-13 | SA1 | Informative note | Playford B Power Station |  |  | Alinta energy advises that Playford B power station (240 MW) will retire by April 2017.
2015-08-13 | TAS1 | Capacity | Bell Bay Three Power Station |  |  | Hydro Tasmania have advised that Bell Bay Three Power Stations available capacity will be 75 MW (-45 MW) for Summer 2015-16, 2016-17 and Winter 2016, 2017. Hydro Tasmania also advised the power station is to be withdrawn from service from 1 January 2018 and onwards.
2015-08-13 | TAS1 | Informative note | Tamar Valley CCGT |  |  | Hydro Tasmania have advised that Tamar Valley CCGT (208 MW) unit is currently in dry lay up. On 13 August 2015, the Tasmanian Government gave approval for Hydro Tasmania to decommission and sell the combined cycle gas turbine.
2015-08-13 | TAS1 | Informative note | Tamar Valley Peaking |  |  | Hydro Tasmania have advised that Tamar Valley Peaking (58 MW) unit is currently withdrawn and is to return back to service in June 2016.
2015-08-13 | VIC1 | Capacity | Loy Yang A |  |  | AGL Energy advises Loy Yang A Power Station has revised its available capacity to 2070 MW (-30 MW) in summer due to change in performance re-evaluation. Also, revised its available capacity to 2210 MW (-60 MW) in winter due to the difficulty of producing maximum daily capacity for extended periods.
2015-08-13 | VIC1 | Capacity | Loy Yang B |  |  | AGL Energy advises Loy Yang B Power Station has revised its available capacity to 980 MW (+15 MW) in summer due to increase in condenser vacuum limit. Also, revised its available capacity to 1070 MW (+20 MW) in winter due to increase in condenser vacuum limit.
2015-08-13 | VIC1 | Capacity | Yallourn W Power Station |  |  | EnergyAustralia Holdings Pty Ltd advises Yallourn W Power Station has revised its available capacity to 1516 MW (+12 MW) in summer due to turbine upgrades.
2015-08-13 | VIC1 | Informative note | Ararat Wind Farm |  |  | Ararat Wind Farm Pty Ltd advises that Ararat wind farm (240 MW) is to start construction in July 2015 with full commercial operation expected in May 2017.
2015-08-13 | VIC1 | Informative note | Morwell/Energy Brix |  |  | Energy Brix Australia Corporation Pty Ltd advises Morwell/Energy Brix Power Station has temporarily closed its operations from August 2014.
2015-05-15 | VIC1 | Informative note | Anglesea Power Station |  |  | Alcoa of Australia Limited advises Anglesea Power Station will retire from service from 31 August 2015 and to be decommissioned.
2015-05-15 | VIC1 | Informative note | Ararat Wind Farm |  |  | Ararat Wind Farm Pty Ltd advises that Ararat wind farm (240 MW) is to start construction in July 2015 with full commercial operation expected in May 2016.
2015-05-15 | VIC1 | Informative note | Coonooer Bridge Wind Farm |  |  | Windlab Systems Pty Ltd advises that Coonooer Bridge wind farm (19.8 MW) is to start construction in April 2015 with full commercial operation expected in March 2016.
2015-05-15 | VIC1 | Informative note | Portland Stage 4 Cape Nelson North and Cape Sir William Grant |  |  | Pacific Hydro Portland Wind Farm Pty Ltd advises that Portland Stage 4 (47.15 MW) project is completed and in full commercial operation since end of Feb 2015.
2015-04-15 | NSW1 | Informative note | Boco Rock Wind Farm |  |  | Boco Rock Wind Farm Pty Ltd advises that Boco Rock Wind Farm (113 MW) has been completed and in full commercial operation since March 2015.
2015-04-15 | NSW1 | Informative note | Gullen Range Solar Project |  |  | Goldwind Australia Pty Ltd advises has announced plans to add a solar plant at the Gullen Range wind farm site.
2015-04-15 | NSW1 | Informative note | Moree Solar Farm |  |  | Moree Solar Farm advises that Moree Solar Farm (56 MW) is under construction since November 2014 and full commercial operation is planned for the end of March 2016.
2015-04-15 | NSW1 | Informative note | Royalla Solar Farm |  |  | Royalla Asset Pty Ltd ATF Royalla Asset Trust advises that Royalla Solar Farm(20 MW) has been completed and in full commercial operation since February 2015.
2015-04-15 | NSW1 | Informative note | Taralga Wind Farm |  |  | CBD Energy/Banco Santander advises that Taralga Wind Farm (106.7 MW) is under construction and full commercial operation is planned for May 2015.
2015-04-15 | NSW1 | Informative note | Wilga Park Power Station B |  |  | Santos advises the Wilga Park Power Station B (6 MW) project has been completed and in full commercial operation since January 2015.
2015-04-15 | QLD1 | Capacity | Kidston Pumped Storage Hydro Project |  |  | Genex Power announces the Kidston Pumped Hydro Storage capacity is revised to 330 MW.
2015-04-15 | QLD1 | Informative note | Kogan Creek Solar Boost |  |  | CS Energy advises that the Kogan Creek Solar Boost project (44 MW) due to be completed in late 2016.
2015-04-15 | SA1 | Capacity | Pelican Point Power Station |  |  | Pelican Point Power Limited advises that Pelican Point Power Station is to reduce the stations capacity to half from 1 April 2015 with unit 2 only being available on a 48 hour recall.
2015-04-15 | SA1 | Informative note | Hornsdale Wind Farm (Stage 1) |  |  | Hornsdale Wind Farm Pty Ltd advises construction to start in October 2015 and full commercial operation expected in November 2017.
2015-04-15 | SA1 | Informative note | Torrens Island Power Station A |  |  | AGL Energy advises that Torrens Island Power Station is to be taken out of service in 2017.
2014-12-10 | NSW1 | Informative note | Gullen Range Wind Farm |  |  | Gullen Range Wind Farm Pty Ltd advises that Gullen Range Wind Farm (165.5 MW) project has been completed and in full commercial operation since November 2014.
2014-12-10 | NSW1 | Informative note | Wallerawang C Power Station |  |  | EnergyAustralia advises that Wallerawang C Power Station (1000 MW black coal) has been removed from service in January 2014 (Unit 8 500 MW) and March 2014 (Unit 7 500 MW), and will permanently closed and decommissioned.
2014-12-10 | NSW1 | Informative note | Wilga Park Power Station B |  |  | Santos advises the Wilga Park Power Station B (6 MW) project has been completed and in full commercial operation since September 2014.
2014-12-10 | NSW1 | Project commitment | Boco Rock Wind Farm |  |  | Boco Rock Wind Farm Pty Ltd advises that Boco Rock Wind Farm (113 MW) is a committed project. Construction of the first phase at the site has commenced and commissioning is planned for January 2015.
2014-12-10 | NSW1 | Project commitment | Moree Solar Farm |  |  | Moree Solar Farm advises that Moree Solar Farm (56 MW) is a committed project. Construction commenced in November 2014 and commissioning is planned for February 2016.
2014-12-10 | NSW1 | Project commitment | Royalla Solar Farm |  |  | Royalla Asset Pty Ltd ATF Royalla Asset Trust advises that Royalla Solar Farm(20 MW) is a committed project. Construction has commenced, and full commissioning is planned for February 2015.
2014-12-10 | NSW1 | Project commitment | Taralga Wind Farm |  |  | CBD Energy/Banco Santander advises that Taralga Wind Farm (106.7 MW) is a committed project. Construction at the site has commenced and commissioning is planned for May 2015.
2014-12-10 | QLD1 | Informative note | Swanbank E Gas Power Station |  |  | Stanwell Corporation advises that the existing scheduled Swanbank E Gas Power Station (385 MW combined cycle gas turbine) will be placed in cold storage from December 2014.
2014-12-10 | SA1 | Informative note | Northern Power Station |  |  | Alinta Energy advises that Northern Power Station Returned back to normal service in October 2014.
2014-12-10 | SA1 | Informative note | Snowtown S2 |  |  | TrustPower advises that the Snowtown 2 wind farm (270 MW) project is now completed and in full commercial operation since November 2014.
2014-12-10 | TAS1 | Capacity | Cethana Power Station |  |  | Hydro-Electric Corporation advises that Cethana’s available capacity will be (zero) 0 MW during summer 2014-15, specifically between 5/1/2015 and 21/9/2015 due to a major refurbishment project.
2014-12-10 | TAS1 | Capacity | Tamar Valley Combined Cycle |  |  | AETV advises that Tamar Valley Combined Cycle's available capacity will be (zero) 0 MW during winter 2015 and winter 2016 due to winter layover (dry storage) specifically between 1/1/2015 and 19/4/2015 and then 24/4/2015 until 18/4/2016 and then again between 22/4/2016 and 31/12/2016.31/12/2015 and then again between 1/4/2016 and 31/12/2016.
2014-12-10 | TAS1 | Capacity | Tamar Valley OCGT (Bell Bay Three & TVPP104) |  |  | Hydro-Electric Corporation advises that TVPP104 available capacity will be (zero) 0 MW during summer 2015-16, specifically between 4/9/2015 and 4/3/2016 due to a major outage.
2014-12-10 | TAS1 | Capacity | Tarraleah Power Station |  |  | Hydro-Electric Corporation advises that Tarraleah’s available capacity will be:.
2014-12-10 | TAS1 | Capacity | Tungatinah Power Station |  |  | Hydro-Electric Corporation advises that Tungatinah’s available capacity will be:.
2014-12-10 | VIC1 | Informative note | Morwell/Energy Brix |  |  | Energy Brix Australia Corporation Pty Ltd advises Morwell/Energy Brix Power Station has been withdrawn from service since August 2014.
2014-12-10 | VIC1 | Informative note | Mt Mercer Wind Farm |  |  | Mt Mercer Wind Farm Pty Ltd advises that Mt Mercer wind farm (131.2 MW) project is completed and in full commercial operation since mid 2014.
2014-12-10 | VIC1 | Project commitment | Bald Hills Wind Farm (Phase 1) |  |  | Mitsui and Co. Australia Ltd advises that Bald Hills wind farm (106.6 MW) is a committed project. The wind farm is under construction with expected commissioning in May 2015.
2014-08-07 | NSW1 | Informative note | OneSun Capital |  |  | Elementus Energy Pty Ltd advises that OneSun Capital (10 MW) construction is to commence in October 2014 and commissioning is planned for April 2015.
2014-08-07 | NSW1 | Project commitment | Moree Solar Farm |  |  | Moree Solar Farm advises that Moree Solar Farm (56 MW) is a committed project. Construction is to commence in July 2014 and commissioning is planned for February 2016.
2014-08-07 | QLD1 | Informative note | Cook Shire Solar Project |  |  | Lyon Infrastructure announces the Cook Shire Solar (26 MW) project in far north Queensland. Construction is to commence in December 2014 and commissioning is planned for July 2015.
2014-08-07 | QLD1 | Informative note | Kidston Pumped Storage Hydro Project |  |  | Genex Power announces the Kidston Pumped Hydro Storage (200 MW) project in far north Queensland.
2014-08-07 | SA1 | Capacity | Paralana Project |  |  | Pertatherm Limited advises that Paralana project capacity has been revised to 3.5 MW.
2014-08-07 | SA1 | Capacity | Paralana Stage 2 |  |  | Pertatherm Limited advises that Paralana Stage 2 capacity has been revised to 3.5 MW.
2014-08-07 | VIC1 | Informative note | Anglesea Power Station |  |  | Alcoa of Australia Limited advises that Anglesea Power Station is changed its registration classification from Non-Scheduled to a Scheduled generator.
2014-08-07 | VIC1 | Informative note | Mt Mercer Wind Farm |  |  | Mt Mercer Wind Farm Pty Ltd advises that Mt Mercer wind farm has been in full production since July 2014. The commissioning date has been revised to February 2015.
2014-05-30 | NSW1 | Capacity | Bayswater Power Station |  |  | Macquarie Generation advises that the Bayswater Power Station available capacity has been revised from 2,720 MW to 2,700 MW (-20 MW) in summer and winter due to a reassessment of plant capacity.
2014-05-30 | NSW1 | Capacity | Guthega Power Station |  |  | Snowy Hydro Ltd advises that Guthega's available capacity has been revised from 68 MW to 34 MW (-34 MW) for summer 2022–23, due to major refurbishment of unit 1; and 68 MW to 34 MW (-34 MW) for summer 2023–24, due to major refurbishment of unit 2.
2014-05-30 | NSW1 | Project commitment | Boco Rock Wind Farm |  |  | Boco Rock Wind Farm Pty Ltd advises that Boco Rock Wind Farm (113 MW) is a committed project. Construction of the first phase at the site has commenced and commissioning is planned for March 2015.
2014-05-30 | NSW1 | Project commitment | Broken Hill Solar Plant |  |  | AGL PV Solar Development Pty Limited advises that Broken Hill Solar Plant (53 MW) is a committed project. Construction of the 53 MW at the site is to commence in July 2014 and commissioning is planned for August 2015.
2014-05-30 | QLD1 | Capacity | Tarong Power Station |  |  | Stanwell Corporation advises that the Tarong station will revise its available capacity from 700 MW to 1050 MW (+350 MW) in summer 2014, due to the return of service of Unit 4 (DUID TARONG#4) in July 2014. The available capacity will be revised to 1400 MW (+350 MW) in summer 2015, due to the return of service of Unit 2 (DUID TARONG#2) in June 2015.
2014-05-30 | QLD1 | Informative note | Collinsville Power Station |  |  | Ratch Australia advised that Collinsville Power Station will be retired in June 2016.
2014-05-30 | QLD1 | Informative note | Daandine Power Station |  |  | Energy infrastructure Investments Pty Ltd advised that Daandine Power Station will be retired in June 2022.
2014-05-30 | QLD1 | Informative note | Mt Stuart Power Station |  |  | Origin Energy Mt Stuart advised that Mt Stuart Power Station will be retired in July 2023.
2014-05-30 | QLD1 | Informative note | Swanbank E Gas Power Station |  |  | Stanwell Corporation advises that the existing scheduled Swanbank E Gas Power Station (385 MW combined cycle gas turbine) will be placed in cold storage from October 2014.
2014-05-30 | QLD1 | Project commitment | Kogan Creek Solar Boost |  |  | CS Energy advises that the Kogan Creek Solar Boost project (44 MW) is now a committed project and due to be completed in July 2015. Note that the 44 MW capacity is not additional to the 730/744 MW summer/winter capacities of Kogan Creek, rather it is a contribution towards the total generation.
2014-05-30 | SA1 | Project commitment | Port Macdonnell |  |  | Oceanlinx Limited advises that the future of the Port Macdonnell (1 MW) wave energy project is uncertain and rests with company receivers. This project remains as a committed project with a commissioning date to be advised.
2014-05-30 | VIC1 | Capacity | Macarthur |  |  | AGL Energy advises Macarthur Power Station has revised its available capacity to 315 MW (-105 MW) in summer to reflect the actual behaviour of the wind generation assets during high temperature days.
2014-05-30 | VIC1 | Capacity | Morwell/Energy Brix |  |  | Energy Brix Australia Corporation Pty Ltd advises Morwell/Energy Brix Power Station has revised its available capacity to 65 MW (-10 MW) in summer due to the Morwell mine fire destroying conveyors, thus restricting coal supply.
2014-05-30 | VIC1 | Project commitment | Bald Hill Wind Farm (Phase 1) |  |  | Mitsui and Co. Australia Ltd advises that Bald Hill wind farm is a committed project. The 106.6 MW wind farm expected commissioning is May 2015.
2014-05-30 | VIC1 | Project commitment | Mt Mercer Wind Farm |  |  | Mt Mercer Wind Farm Pty Ltd advises that Mt Mercer wind farm is a committed project. The 131.2 MW wind farm expected commissioning is July 2014.
2014-05-30 | VIC1 | Project commitment | Portland Stage 4 Cape Nelson North and Cape Sir William Grant |  |  | Pacific Hydro Portland Wind Farm Pty Ltd advises that Portland Stage 4 Cape Nelson North and Cape Sir William Grant wind farm is a committed project. The 47.15 MW wind farm expected commissioning is May 2015.
2014-05-30 | VIC1 | Service commenced | Loy Yang A |  |  | AGL Energy advises Loy Yang A Power Station has revised its available capacity to 2100 MW (-90 MW) in summer due to operational experience in ambient conditions.
2014-02-28 | NSW1 | Capacity | Jupiter Wind Farm Project |  |  | EPYC Pty Ltd has announced the Jupiter Wind Farm Project (up to 100 wind turbines). If approved, construction and commissioning of the wind farm near Tarago would be completed by the end of 2016. The capacity of the project is yet to be advised.
2014-02-28 | NSW1 | Informative note | Wallerawang C |  |  | EnergyAustralia advises that Wallerawang C unit 7 (500 MW black coal) has been removed from service in January 2014. Unit 8 (500 MW) will remain available until the end of March 2014, and will then be placed on a three-month recall should market conditions change.
2014-02-28 | NSW1 | Project commitment | Nyngan Solar Plant |  |  | AGL Engergy Limited advises the Nyngan Solar Plant(102 MW solar) is now classified as a committed project. Construction has commenced, and full commissioning is planned for July 2015.
2014-02-28 | QLD1 | Informative note | Swanbank E Gas Power Station |  |  | Stanwell Corporation advises that the existing scheduled Swanbank E Gas Power Station (385 MW combined cycle gas turbine) will withdraw from service for up to three years from 1 October 2014.
2014-02-28 | SA1 | Informative note | Port Macdonnell |  |  | Oceanlinx Limited advises that the Port Macdonnell (1 MW) wave energy project commissioning date was revised to March 2014.
2013-11-15 | NSW1 | Informative note | Broken Hill |  |  | AGL Energy Limited advises that both the Broken Hill (53 MW) large-scale solar photovoltaic (PV) project is set to proceed after achieving financial close. Construction of the Broken Hill project is expected to commence in July 2014, and is scheduled to be completed around November 2015.
2013-11-15 | NSW1 | Informative note | Capital East Solar Farm P1 |  |  | Infigen's Capital East Solar Farm (0.13 MW) demonstration facility project is was completed in June 2013.
2013-11-15 | NSW1 | Informative note | Mugga Lane Solar Facility |  |  | Zhenfa Canberra Solar Farm One Pty Ltd advises that Mugga Lane Solar Facility (13 MW) in ACT expects construction to commence in June 2014, with full commissioning planned for Q4 2014.
2013-11-15 | NSW1 | Informative note | Nyngan |  |  | AGL Energy Limited advises that both the Nyngan (102 MW) large-scale solar photovoltaic (PV) projects is set to proceed after achieving financial close. Construction of the Nyngan project is expected to commence in February 2014, with completion scheduled by mid 2015.
2013-11-15 | NSW1 | Informative note | Onesun Capital Solar Farm |  |  | Elementus Energy Pty Ltd advises that Onesun Capital Solar Farm (7 MW) in ACT expects construction to commence in June 2014, with full commissioning planned for April 2015.
2013-11-15 | NSW1 | Project commitment | Royalla Solar Farm |  |  | Royalla Asset Pty Ltd ATF Royalla Asset Trust advises that Royalla Solar Farm (20 MW) in ACT is now classified as a committed project, and construction at the site has commenced, with full commissioning planned for August 2014.
2013-11-15 | QLD1 | Informative note | Westlink Power Project |  |  | Westlink Pty Ltd as trustee for Westlink Industrial Trust advised thatWestlink Power Project (Stage 1-3 up to 1000 MW), has revised construction start estimates by 1 year – from 2015 to 2016 for stage 1, from 2017 to 2018 for stage 2 and from 2019 to 2020 for stage 3. This remains a publicly announced project only.
2013-11-15 | SA1 | Informative note | Palmer Wind Farm |  |  | TrustPower Australia advises that Palmer Wind Farm (up to 390 MW) has been newly announced. At this stage there has been no advice on construction and commissioning dates.
2013-11-15 | SA1 | Project commitment | Port Macdonnell |  |  | Oceanlinx Limited advises that the status of the Port Macdonnell (1 MW) wave energy project is now Committed, with full commissioning in December 2013.
2013-11-15 | TAS1 | Informative note | Musselroe Wind Farm |  |  | Hydro Tasmania Wind Operations Pty Ltd advises that Musselroe (168 MW) project was completed in June 2013.
2013-11-15 | TAS1 | Informative note | TasWind (King Island) |  |  | Hydro Tasmania advises that the TasWind (King Island) project is publicly announced.
2013-11-15 | VIC1 | Informative note | Mildura Power Station |  |  | Solar Systems advises that Mildura Power Station demonstration facility (1.5 MW) project was completed in July 2013.
2013-11-15 | VIC1 | Informative note | Portland Stage 4 Cape Nelson North and Cape Sir William Grant |  |  | Pacific Hydro Australia advises that Portland Stage 4 Cape Nelson North and Cape Sir William Grant (47.15 MW) construction at the site is to commence in September 2013, with full commissioning planned for September 2015.
2013-08-13 | NSW1 | Project commitment | Boco Rock Wind Farm |  |  | Boco Rock Wind Farm Pty Ltd advises that this is a committed project. Construction of the first phase of 113 MW at the site has commenced and commissioning is planned for December 2014.
2013-08-13 | NSW1 | Project commitment | Taralga Wind Farm |  |  | CBD Energy/Banco Santander advises that this 106.7 MW Wind Farm is a committed project. Construction at the site has commenced and commissioning is planned for October 2014.
2013-08-13 | VIC1 | Capacity | Mildura Power Station |  |  | Solar Systems advises that Mildura Power Station Stage 2 of the project is to be 100 MW of capacity.
2013-06-30 | NSW1 | Capacity | Liddell Power Station |  |  | Energy Australia advises that the Liddell plant available capacity has been revised from 2,060 MW to 2,020 MW (-40 MW) in summer and winter due to a reassessment of plant capacity.
2013-06-30 | NSW1 | Capacity | Tallawarra Power Station |  |  | Energy Australia advises that the Tallawarra plant's available capacity has been revised from 435 MW to 440 MW (+5 MW) in winter.
2013-06-30 | NSW1 | Capacity | Wallerawang Power Station |  |  | Energy Australia advises that the Wallerawang plant available capacity has been revised from 500 MW to 1,000 MW (+500 MW) in summer 2013–14, where both units are available dependant on demand.
2013-06-30 | NSW1 | Project commitment | Capital East Solar Farm P1 |  |  | Infigen's Capital East Solar Farm demonstration facility is a committed project. Construction at site has commenced.
2013-06-30 | NSW1 | Project commitment | Gullen Range Wind Farm |  |  | Gullen Range Wind Farm Pty Ltd advises that this is a committed project. Construction at the site has commenced and commissioning is planned for July 2014.
2013-06-30 | QLD1 | Capacity | Braemar Power Station |  |  | Alinta Energy advises that Braemar's available capacity has been revised from 435 MW to 465 MW (+30 MW) in summer (an increase from last years ESOO), due to the regular use of Evaporative Cooling and Peak Firing of the units. These modes of operation result in the units achieving higher levels of output than would be typically expected during periods of high temperature.
2013-06-30 | QLD1 | Capacity | Darling Downs Power Station |  |  | Origin Energy advises that Darling Downs available capacity has been revised from 605 MW to 580 MW (-25 MW) in summer, reflecting capability at higher temperatures.
2013-06-30 | QLD1 | Project commitment | Kogan Creek Solar Boost |  |  | CS Energy advises that the Kogan Creek Solar Boost project is now a committed project and due to be completed in Jan 2014.
2013-06-30 | SA1 | Capacity | Hallett 4 North Brown Hill |  |  | AGL advises that Hallett 4 North Brown Hill's available capacity has been revised from 81.9 MW to 99.2 MW (+17.3 MW) in summer,.
2013-06-30 | SA1 | Capacity | Hallett Stage 1 Brown Hill |  |  | AGL advises that Hallett Stage 1 Brown Hill's available capacity has been revised from 58.5 MW to 70.9 MW (+12.4 MW) in summer,.
2013-06-30 | SA1 | Informative note | Playford B Power Station |  |  | Alinta energy advises that Playford B power station will be available with a recall time of around 90 days.
2013-06-30 | TAS1 | Informative note | Tungatinah (Upgrade) |  |  | Hydro-Electric Corporation advises an upgrade to Unit 2, a revamp of the existing unit where some efficiency gains are expected. The upgrade to be completed in November 2013.
2013-06-30 | TAS1 | Informative note | Tungatinah (Upgrade) |  |  | Hydro-Electric Corporation advises the upgrade to Unit 1 was completed and returned back to service on February 2013. The upgrade was a revamp of the unit where some efficiency gains are expected.
2013-06-30 | VIC1 | Capacity | Hallam Road Power Station |  |  | LMS Energy advises that the upgrades to Unit 7 was completed in June 2012 and Unit 8 in November 2012 increasing the capacity by 2.2 MW.
2013-06-30 | VIC1 | Informative note | Macarthur Wind Farm |  |  | AGL Energy advises that the 420 MW Macarthur wind farm project was completed in January 2013.
2013-06-30 | VIC1 | Informative note | Mortons Lane Wind Farm |  |  | Mortons Lane Windfarm Pty Ltd advises that the 19.5 MW Mortons Lane wind farm project was completed in December 2012.
2013-06-30 | VIC1 | Informative note | Qenos Cogeneration Facility |  |  | AGL Energy advises that 21 MW Qenos Cogeneration Facility project was completed in March 2013.
2013-06-30 | VIC1 | Project commitment | Mildura Power Station |  |  | Solar Systems advises that Mildura Power Station demonstration facility is a committed project. The 1.5 MW solar plant is under construction and expected completion is July 2013.
2013-06-30 | VIC1 | Project commitment | Mt Mercer Wind Farm |  |  | Mt Mercer Wind Farm Pty Ltd advises that Mt Mercer wind farm is a committed project. The 131.2 MW wind farm expected commissioning is January 2015.
2013-02-22 | NSW1 | Capacity | Colongra Power Station |  |  | Delta Electricity advises that the Colongra plant available capacity has been revised from 668 MW to 724 MW (+56 MW) in summer, based on operating with distillate fuel.
2013-02-22 | NSW1 | Capacity | Wallerawang Power Station |  |  | Energy Australia advises that the Wallerawang plant has revised its available capacity from 1,000 MW to 500 MW (-500 MW) for summer 2013–14 and winter 2013, due to the unit with DUID (dispatchable unit ID) WW7 being unavailable and only being brought back into service under extreme weather conditions.
2013-02-22 | QLD1 | Capacity | Braemar Power Station |  |  | Alinta Energy advises that Braemar's available capacity has been revised from 435 MW to 480 MW (+45 MW) in summer, due to use of Evaporative Cooling and Peak Firing of the units.
2013-02-22 | QLD1 | Capacity | Millmerran Power Station |  |  | Millmerran Power Partners advises that the Millmerran plant has revised its available capacity from 856 MW to 760 MW (-96 MW) in summer, based on operating experience on higher temperature days.
2013-02-22 | TAS1 | Capacity | Poatina Power Station |  |  | Hydro Tasmania advises that the Poatina plant has revised its available capacity from 300 MW to 342 MW (+42 MW) in summer and winter, based on operating experience.
2013-02-22 | TAS1 | Project commitment | Musselroe Wind Farm |  |  | Hydro Tasmania Wind Operations Pty Ltd advises that Musselroe (168 MW) is now a committed project. Construction is expected be completed around June 2013.
2012-12-20 | NSW1 | Informative note | Eraring Power Station |  |  | Eraring Energy advises that the upgrade of unit 4 was completed in November 2012.
2012-12-20 | QLD1 | Capacity | Collinsville Power Station |  |  | Ratch Australia advises that the Collinsville plant has revised its available capacity from 190 MW to 0 MW (-190 MW) in summer and winter, due to the withdrawal of service of all generation units from 31 December 2012, until wholesale electricity demand improves.
2012-12-20 | QLD1 | Capacity | Tarong Power Station |  |  | Stanwell Corporation advises that the Tarong plant has revised its available capacity from 1,400 MW to 700 MW (-700 MW) in summer and winter, due to the withdrawal of service of Unit 2 (DUID TARONG#2) in October 2012 and Unit 4 (DUID TARONG#4) in December 2012, both for a period of at least two years or until wholesale electricity demand improves.
2012-12-20 | QLD1 | Informative note | Solar Dawn Project |  |  | Areva and the Solar Dawn Consortium advised it would no longer develop the proposed 250 MW solar thermal power facility in South-West Queensland.
2012-12-20 | SA1 | Project commitment | Snowtown S2 |  |  | TrustPower advises that the Snowtown 2 project is now in a Committed status. Snowtown Stage 2 project will consist of two separately.
2012-12-20 | TAS1 | Project commitment | Tungatinah (Upgrade) |  |  | Hydro-Electric Corporation advises the upgrade to Unit 1 is committed and scheduled to return to service in December 2012.
2012-12-20 | VIC1 | Project commitment | Qenos Cogeneration Facility |  |  | AGL Energy advises that Qenos Cogeneration Facility is a committed project. The 21 MW combined-cycle gas turbine (CCGT) construction completion achieved in October 2012 and full commissioning at the end of March 2013.
2012-12-20 | VIC1 | Service commenced | Morwell Power Station |  |  | Energy Brix Australia Corporation Pty Ltd advises that the Morwell plant has revised its available capacity from 104 MW to 75 MW (-29 MW) in summer and winter, due to generation units with DUID MOR1 in operation and generation unit with DUID MOR2 operational when generation unit with DUID MOR1 is under maintenance. Generation unit with DUID MOR3 will be available on a 30 day recall.

## Summary
Summary
This sheet includes a Summary Chart and Table of the data within this file.
Region
NEM
Dispatch Type
Operational generators
Summary Chart: Operational generators (MW) - Existing and New Developments by Fuel-Technology Category
Summary Table: NEM Operational generators (MW) - Existing* and New Developments by Fuel-Technology Category
Fuel - Technology Category
| Commitment Status | Coal | Gas Turbine | Hydro | Solar PV | Wind | Battery Storage | Other | Total
| Existing | 21335 | 12479.38 | 7702.12 | 13044.53 | 14689.74 | 7753.74 | 0 | 77004.51
| Announced Withdrawal | 6010 | 1116.5 | 0 | 0 | 0 | 0 | 0 | 7126.5
| In Service | 15325 | 10612.88 | 7702.12 | 11337.19 | 12507.34 | 5945.18 | 0 | 63429.71
| In Commissioning | 0 | 750 | 0 | 1707.34 | 2182.4 | 1808.56 | 0 | 6448.3
| Committed | 0 | 0 | 2452 | 1340.12 | 1424.56 | 5500.55 | 0 | 10717.23
| Committed* | 0 | 0 | 0 | 970.1 | 204.6 | 1923.73 | 0 | 3098.43
| Anticipated | 0 | 516.6 | 1998 | 6140.42 | 4841.4 | 12609.11 | 189 | 26294.53
| Publicly Announced | 0 | 8014 | 15464 | 53176.35 | 112396.46 | 147521.62 | 7166 | 343738.43
Notes:
'Existing' Commitment Status is an aggregate of Announced Withdrawal, In Service, and In Commissioning Status.
The Gas Turbine category includes "CCGT", "OCGT", and "Gas Other" technologies.
The Solar PV category excludes Rooftop PV and other distributed PV installations.
Hybrid projects are comprised of separate generating units of which each is represented under its technology, subject to a site maximum capacity.

## Generator Information
Existing Generators & New Developments
Since the October 2025 release, updates have been made to the formatting of column order and additional information is now available (such as DC capacity, Scheduled Storage Capacity for Winter and Summer, Max Site Capacity, Custodian, Gen Info Unit ID, Unit Name).
For seasonal capacity trends, scroll right to column AA onwards.
Survey ID | Site Name | KCI Id | Site Owner | Custodian | Region | Max Site Capacity (AC) | Gen Info Unit ID | Unit Name | Technology Type | Technology Detail | Gas Turbine Fuel Type | DUID | Dispatch Type | Unit Count | Unit Capacity (MW DC) | Unit Capacity (MW AC) | Aggregated Nameplate Capacity (MW DC) | Aggregated Nameplate Capacity (MW AC) | Agg Nameplate Storage Capacity (MWh) | Commitment Status | Full Commercial Use Date | Expected Closure Year | Closure Date | Survey Last Requested Date | Survey Latest Update Date | Scheduled Capacity (MW) Winter 2026 | Scheduled Capacity (MW) Summer Typical 2026-27 | Scheduled Capacity (MW) Summer Peak 2026-27 | Scheduled Capacity (MW) Winter 2027 | Scheduled Capacity (MW) Summer Typical 2027-28 | Scheduled Capacity (MW) Summer Peak 2027-28 | Scheduled Capacity (MW) Winter 2028 | Scheduled Capacity (MW) Summer Typical 2028-29 | Scheduled Capacity (MW) Summer Peak 2028-29 | Scheduled Capacity (MW) Winter 2029 | Scheduled Capacity (MW) Summer Typical 2029-30 | Scheduled Capacity (MW) Summer Peak 2029-30 | Scheduled Capacity (MW) Winter 2030 | Scheduled Capacity (MW) Summer Typical 2030-31 | Scheduled Capacity (MW) Summer Peak 2030-31 | Scheduled Capacity (MW) Winter 2031 | Scheduled Capacity (MW) Summer Typical 2031-32 | Scheduled Capacity (MW) Summer Peak 2031-32 | Scheduled Capacity (MW) Winter 2032 | Scheduled Capacity (MW) Summer Typical 2032-33 | Scheduled Capacity (MW) Summer Peak 2032-33 | Scheduled Capacity (MW) Winter 2033 | Scheduled Capacity (MW) Summer Typical 2033-34 | Scheduled Capacity (MW) Summer Peak 2033-34 | Scheduled Capacity (MW) Winter 2034 | Scheduled Capacity (MW) Summer Typical 2034-35 | Scheduled Capacity (MW) Summer Peak 2034-35 | Scheduled Capacity (MW) Winter 2035 | Scheduled Capacity (MW) Summer Typical 2035-36 | Scheduled Capacity (MW) Summer Peak 2035-36 | Scheduled Storage Capacity (MWh) Winter 2026 | Scheduled Storage Capacity (MWh) Summer 2026-27 | Scheduled Storage Capacity (MWh) Winter 2027 | Scheduled Storage Capacity (MWh) Summer 2027-28 | Scheduled Storage Capacity (MWh) Winter 2028 | Scheduled Storage Capacity (MWh) Summer 2028-29 | Scheduled Storage Capacity (MWh) Winter 2029 | Scheduled Storage Capacity (MWh) Summer 2029-30 | Scheduled Storage Capacity (MWh) Winter 2030 | Scheduled Storage Capacity (MWh) Summer 2030-31 | Scheduled Storage Capacity (MWh) Winter 2031 | Scheduled Storage Capacity (MWh) Summer 2031-32 | Scheduled Storage Capacity (MWh) Winter 2032 | Scheduled Storage Capacity (MWh) Summer 2032-33 | Scheduled Storage Capacity (MWh) Winter 2033 | Scheduled Storage Capacity (MWh) Summer 2033-34 | Scheduled Storage Capacity (MWh) Winter 2034 | Scheduled Storage Capacity (MWh) Summer 2034-35 | Scheduled Storage Capacity (MWh) Winter 2035 | Scheduled Storage Capacity (MWh) Summer 2035-36
2489 | Abermain BESS | Q00086 | Firm Power P/L | agl_nr | QLD1 | 125 | 248901 | AMBS_GU1 | Battery Storage | Lithium-ion |  |  | Scheduled | 66 | 1.93 | 1.93 | 127.38 | 127.38 | 254.1 | Publicly Announced | 2029-12-28 | 2049 |  | 2026-12-05 | 2026-05-22 13:39
1934 | ACT BESS | N00010 | Berrybank 2 Asset Pty Ltd as Trustee for Berrybank 2 Asset Trust | BERBANK | NSW1 | 10 | 193402 | QBESS | Battery Storage | Lithium-ion |  | QBYNB1 | Scheduled | 1 |  | 10 |  | 10 | 20 | In Service |  | 2033 |  | 2026-03-10 | 2026-03-18 16:48 | 10 | 10 | 10 | 10 | 10 | 10 | 10 | 10 | 10 | 10 | 10 | 10 | 10 | 10 | 10 | 10 | 10 | 10 | 10 | 10 | 10 | 10 | 10 | 10 | 0 | 0 | 0 | 0 | 0 | 0 | 20 | 20 | 20 | 20 | 20 | 20 | 20 | 20 | 20 | 20 | 20 | 20 | 20 | 20 | 20 | 20 | 0 | 0 | 0 | 0
1844 | Adelaide Desalination Plant |  | South Australian Water Corporation | SAWCML | SA1 | 26 | 184401 | ADPBA1 | Battery Storage | Lithium-ion |  | ADPBA1 | Scheduled | 1 |  | 6.3 |  | 6.3 | 12.6 | In Service |  | 2041 |  | 2026-03-10 | 2026-03-18 15:29 | 6.1 | 6.05 | 6 | 6.1 | 6.05 | 6 | 6.1 | 6.05 | 6 | 6.1 | 6.05 | 6 | 6.1 | 6.05 | 6 | 6.1 | 6.05 | 6 | 6.1 | 6.05 | 6 | 6.1 | 6.05 | 6 | 6.1 | 6.05 | 6 | 6.1 | 6.05 | 6 | 12.2 | 12 | 12.2 | 12 | 12.2 | 12 | 12.2 | 12 | 12.2 | 12 | 12.2 | 12 | 12.2 | 12 | 12.2 | 12 | 12.2 | 12 | 12.2 | 12
1844 | Adelaide Desalination Plant |  | South Australian Water Corporation | SAWCML | SA1 | 26 | 184406 | ADVMH1 | Hydro | Run of River |  | ADPMH1 | Non-scheduled | 1 |  | 1.44 |  | 1.44 |  | In Service |  | 2050 |  | 2026-03-10 | 2026-03-18 15:29
1844 | Adelaide Desalination Plant |  | South Australian Water Corporation | SAWCML | SA1 | 26 | 184407 | ADPPV2 | Solar PV | Fixed |  | ADPPV2 | Semi-scheduled | 5 |  | 2.75 |  | 13.75 |  | In Service |  | 2041 |  | 2026-03-10 | 2026-03-18 15:29 | 11.75 | 10.75 | 10.5 | 11.75 | 10.75 | 10.5 | 11.75 | 10.75 | 10.5 | 11.75 | 10.75 | 10.5 | 11.75 | 10.75 | 10.5 | 11.75 | 10.75 | 10.5 | 11.75 | 10.75 | 10.5 | 11.75 | 10.75 | 10.5 | 11.75 | 10.75 | 10.5 | 11.75 | 10.75 | 10.5
1844 | Adelaide Desalination Plant |  | South Australian Water Corporation | SAWCML | SA1 | 26 | 184408 | ADPPV1 | Solar PV | Fixed |  | ADPPV1 | Semi-scheduled | 4 |  | 2.75 |  | 11 |  | In Service |  | 2041 |  | 2026-03-10 | 2026-03-18 15:29 | 9.4 | 8.6 | 8.4 | 9.4 | 8.6 | 8.4 | 9.4 | 8.6 | 8.4 | 9.4 | 8.6 | 8.4 | 9.4 | 8.6 | 8.4 | 9.4 | 8.6 | 8.4 | 9.4 | 8.6 | 8.4 | 9.4 | 8.6 | 8.4 | 9.4 | 8.6 | 8.4 | 9.4 | 8.6 | 8.4
1547 | Alberton Wind Farm |  | Synergy Wind Pty Ltd | exceed-energy_NR | VIC1 |  | 154701 | Alberton Wind Farm:1 - 34 | Wind | Onshore |  |  | Semi-scheduled | 34 |  | 3.6 |  | 122.4 |  | Publicly Announced |  |  |  | 2026-03-10 | 2018-05-26 16:38
3255 | Albury Mill BESS - KCI | N00287 | VISY PULP AND PAPER PTY. LTD. | visy_NR | NSW1 | 350 | 325501 | Albury Mill BESS | Battery Storage | Lithium-ion |  |  | Scheduled | 1 |  | 350 |  | 350 |  | Publicly Announced |  |  |  | 2026-03-10 | 2026-04-07 15:21
2591 | Aldoga BESS | Q00118 | Acciona Energy Australia Global | acciona_NR | QLD1 | 400 | 259101 | ADBS_GU1 | Battery Storage | Lithium-ion |  |  | Scheduled | 1 |  | 400 |  | 400 | 800 | Publicly Announced | 2030-12-31 | 2055 |  | 2026-12-05 | 2026-06-01 13:55
1509 | Aldoga Solar Farm | Q00036 | Acciona Energy Australia Global Pty Ltd | acciona_NR | QLD1 | 387 | 150901 | ADSF_GU1 | Solar PV | Single Axis Tracking |  | ALDGASF1 | Semi-scheduled | 157 | 3.09 | 2.47 | 485.13 | 387.79 |  | In Service | 2025-09-29 | 2051 |  | 2026-03-10 | 2026-03-13 10:30 | 387.005 | 387.005 | 387.005 | 387.005 | 387.005 | 387.005 | 387.005 | 387.005 | 387.005 | 387.005 | 387.005 | 387.005 | 387.005 | 387.005 | 387.005 | 387.005 | 387.005 | 387.005 | 387.005 | 387.005 | 387.005 | 387.005 | 387.005 | 387.005 | 387.005 | 387.005 | 387.005 | 387.005 | 387.005 | 387.005
3069 | Alligator Creek BESS | Q00239 | Alligator Creek BESS Pty Ltd |  | QLD1 | 120 | 306901 | ACBS_GU1 | Battery Storage | Lithium-ion |  |  | Scheduled | 1 |  | 120 |  | 120 |  | Publicly Announced |  |  |  | 2026-03-10 | 2025-07-02 23:35
1002 | Angaston |  | Snowy Hydro Ltd | SNOWY | SA1 | 50 | 100201 | Angaston:Units 1-30 | Gas Turbine | OCGT | Diesel/ Fuel Oil | ANGAST1 | Scheduled | 1 |  | 30.8 |  | 30.8 |  | In Service |  | 2070 |  | 2026-03-10 | 2026-03-24 08:41 | 27.72 | 27.72 | 27.72 | 27.72 | 27.72 | 27.72 | 27.72 | 27.72 | 27.72 | 27.72 | 27.72 | 27.72 | 27.72 | 27.72 | 27.72 | 27.72 | 27.72 | 27.72 | 27.72 | 27.72 | 27.72 | 27.72 | 27.72 | 27.72 | 27.72 | 27.72 | 27.72 | 27.72 | 27.72 | 27.72
1002 | Angaston |  | Snowy Hydro Ltd | SNOWY | SA1 | 50 | 100202 | Angaston:Units 13-24 | Gas Turbine | OCGT | Diesel/ Fuel Oil | ANGAST1 | Scheduled | 1 |  | 15.4 |  | 15.4 |  | In Service |  | 2070 |  | 2026-03-10 | 2026-03-24 08:41 | 18.48 | 18.48 | 18.48 | 18.48 | 18.48 | 18.48 | 18.48 | 18.48 | 18.48 | 18.48 | 18.48 | 18.48 | 18.48 | 18.48 | 18.48 | 18.48 | 18.48 | 18.48 | 18.48 | 18.48 | 18.48 | 18.48 | 18.48 | 18.48 | 18.48 | 18.48 | 18.48 | 18.48 | 18.48 | 18.48
1003 | Appin |  | EDL CSM NSW Pty Ltd | EDLGRPOP | NSW1 | 55 | 100301 | Appin:1-54 | Other | Other | Landfill Gas | APPIN | Non-scheduled | 54 |  | 1.03 |  | 55.62 |  | In Service |  | 2036 |  | 2026-03-10 | 2026-03-27 16:24
2200 | Apsley BESS Project | N00063 | BW Ess Australia Pty Ltd | bw-ess_nr | NSW1 | 120 | 220001 | ABESS_G1 | Battery Storage | Lithium-ion |  |  | Scheduled | 1 |  | 120 |  | 120 | 260 | Publicly Announced |  |  |  | 2026-12-05 | 2026-05-28 15:03
1957 | Aquila Wind | N00038 | ACEN Australia Pty Ltd | acenaustralia_NR | NSW1 | 200 | 195701 | AquilWin | Wind | Onshore |  |  | Semi-scheduled | 28 | 7.2 | 7.2 | 201.6 | 201.6 |  | Publicly Announced | 2032-12-01 | 2080 |  | 2026-12-05 | 2026-05-13 13:48
1426 | Aramara Solar Farm |  | Aramara Solar Pty Ltd | boerpower_NR | QLD1 | 101.4 | 142602 | ASF | Solar PV | Single Axis Tracking |  |  | Semi-scheduled | 30 | 4.4 | 4.4 | 132 | 132 |  | Anticipated | 2028-06-15 | 2054 |  | 2026-12-05 | 2026-05-22 08:37 | 0 | 0 | 0 | 0 | 0 | 0 | 101.4 | 101.4 | 101.4 | 101.4 | 101.4 | 101.4 | 101.4 | 101.4 | 101.4 | 101.4 | 101.4 | 101.4 | 101.4 | 101.4 | 101.4 | 101.4 | 101.4 | 101.4 | 101.4 | 101.4 | 101.4 | 101.4 | 101.4 | 101.4
1462 | Ararat Wind Farm |  | Ararat Wind Farm Pty Ltd | ARARATWF | VIC1 | 240 | 146201 | Ararat Wind Farm:1-75 | Wind | Onshore |  | ARWF1 | Semi-scheduled | 75 | 3.2 | 3.2 | 240 | 240 |  | In Service |  | 2047 |  | 2026-03-10 | 2026-05-22 10:18 | 240 | 240 | 150 | 240 | 240 | 150 | 240 | 240 | 150 | 240 | 240 | 150 | 240 | 240 | 150 | 240 | 240 | 150 | 240 | 240 | 150 | 240 | 240 | 150 | 240 | 240 | 150 | 240 | 240 | 150
1855 | Ardandra Solar Farm And BESS |  | Ardandra SF Pty Ltd as trustee for Ardandra SF Trust | octopusinvestments_NR | QLD1 | 97 | 185501 | ArdBESS1 | Battery Storage | Lithium-ion |  |  | Scheduled | 22 | 4 | 3.41 | 88 | 75.02 | 150.04 | Publicly Announced | 2029-05-18 | 2059 |  | 2026-12-05 | 2026-05-22 10:47
1855 | Ardandra Solar Farm And BESS |  | Ardandra SF Pty Ltd as trustee for Ardandra SF Trust | octopusinvestments_NR | QLD1 | 97 | 185502 | ArdSF1 | Solar PV | Single Axis Tracking |  |  | Semi-scheduled | 28 | 4.15 | 3.46 | 116.2 | 96.88 |  | Publicly Announced | 2029-05-18 | 2059 |  | 2026-12-05 | 2026-05-22 10:47
2840 | Argoon Wind Farm (RES Group) - KCI |  | Argoon Wind Farm Project Co Pty Ltd as trustee of the Argoon Wind Farm Project Trust | res-group_NR | NSW1 | 763 | 284001 | AGWF_GU1 | Wind | Onshore |  |  | Semi-scheduled | 106 | 7.2 | 7.2 | 763.2 | 763.2 |  | Publicly Announced |  | 2060 |  | 2026-12-05 | 2026-06-03 11:50
1947 | Argyle Solar Farm |  | Argyle Solar Farm Pty Ltd | infinergypacific_NR | NSW1 | 59.8 | 194701 | ArgyleSF | Solar PV | Single Axis Tracking |  |  | Semi-scheduled | 1 |  | 59.8 |  | 59.8 |  | Publicly Announced |  |  |  | 2026-12-05 | 2025-06-19 21:50
2512 | Armidale BESS | N00182 | Armidale BESS Project Pty Ltd | valent-energy_nr | NSW1 | 150 | 251201 | ABESS | Battery Storage | Lithium-ion |  |  | Scheduled | 1 | 1 | 150 | 1 | 150 | 750 | Publicly Announced | 2028-03-31 | 2046 |  | 2026-12-05 | 2026-05-18 17:34
3075 | Armidale BESS | N00026 | Elgin Energy Pty Ltd | glas-service_nr | NSW1 | 200 | 307501 | AD_BESS | Battery Storage | Lithium-ion |  |  | Scheduled | 1 |  | 200 |  | 200 | 800 | Publicly Announced | 2028-01-01 | 2070 |  | 2026-03-10 | 2026-03-30 16:29
3017 | Armidale East BESS |  | FRV Services Australia | frv_NR | NSW1 | 315 | 301701 | AEBS_GU1 | Battery Storage | Lithium-ion |  |  | Scheduled | 106 | 4.2 | 3.61 | 445.2 | 382.66 | 1889.98 | Anticipated | 2030-08-30 | 2060 |  | 2026-12-05 | 2026-06-17 14:46 | 0 | 0 | 0 | 0 | 0 | 0 | 0 | 315 | 0 | 0 | 315 | 0 | 315 | 315 | 315 | 315 | 315 | 315 | 315 | 315 | 315 | 315 | 315 | 315 | 315 | 315 | 315 | 315 | 315 | 315 | 0 | 0 | 0 | 0 | 0 | 0 | 0 | 0 | 1890 | 1890 | 1890 | 1890 | 1890 | 1890 | 1890 | 1890 | 1890 | 1890 | 1890 | 1890
3273 | Arthur's Hill Energy Park - KCI | N00297 | Pacific Green Energy Parks Developments Pty Ltd |  | NSW1 | 500 | 327301 | Arthur's Hill Energy Park | Battery Storage | Lithium-ion |  |  | Scheduled | 1 |  | 500 |  | 500 |  | Publicly Announced |  | 2068 |  | 2026-03-10 | 2026-04-15 12:35
3271 | Ashleigh Park BESS - KCI | N00298 | Ashleigh Park Beef Pty Ltd |  | NSW1 | 300 | 327101 | Ashleigh Park BESS | Battery Storage | Lithium-ion |  |  | Scheduled | 1 |  | 300 |  | 300 |  | Publicly Announced |  |  |  | 2026-03-10 | 2026-04-15 12:35
2744 | Augusta BESS |  | Augusta BESS Pty Ltd | trinasolar_nr | SA1 | 270 | 274401 | AGBS_GU1 | Battery Storage | Lithium-ion |  |  | Scheduled | 96 | 4.4 | 2.81 | 422.4 | 269.76 | 1080 | Publicly Announced | 2029-04-23 | 2049 |  | 2026-03-10 | 2026-04-28 10:59
1390 | Aurora Solar Energy Project - Phase 1 |  | SiliconAurora | 1414degrees_NR | SA1 | 390 | 139001 | Aurora Solar Energy Project - Phase 1:ASEP1 | Battery Storage | Lithium-ion |  |  | Scheduled | 1 |  | 140 |  | 140 | 140 | Publicly Announced |  | 2052 |  | 2025-02-01 | 2024-01-31 23:06
1952 | Australia Plains Solar Farm | S00015 | Gree | greengoldenergy_NR | SA1 | 270 | 195201 | AuPlnSol | Solar PV | Single Axis Tracking |  |  | Semi-scheduled | 1 |  | 200 |  | 200 |  | Publicly Announced |  |  |  | 2026-03-10 | 2026-03-25 14:04
1715 | Avonlie Solar Farm |  | Iberdrola Australia Limited | BBPEM | NSW1 | 245 | 171502 | AVSF1 | Solar PV | Single Axis Tracking |  | AVLSF1 | Semi-scheduled | 70 | 3.63 | 3.63 | 254.1 | 254.1 |  | In Service |  | 2058 |  | 2026-03-10 | 2026-06-17 15:42 | 189.98 | 189.98 | 189.98 | 189.98 | 189.98 | 189.98 | 189.98 | 189.98 | 189.98 | 189.98 | 189.98 | 189.98 | 189.98 | 189.98 | 189.98 | 189.98 | 189.98 | 189.98 | 189.98 | 189.98 | 189.98 | 189.98 | 189.98 | 189.98 | 189.98 | 189.98 | 189.98 | 189.98 | 189.98 | 189.98
2974 | Awaba BESS |  | firmpower_NR | agl_nr | NSW1 | 50 | 297401 | A1B | Battery Storage | Lithium-ion |  |  | Scheduled | 28 | 1.93 | 1.93 | 54.04 | 54.04 | 107.8 | Publicly Announced | 2028-12-22 | 2047 |  | 2026-12-05 | 2026-05-22 13:18
1958 | Axedale Solar Farm and Battery Energy Storage System | V00025 | FRV Services Australia | frv_NR | VIC1 | 190 | 195801 | AxdalBES | Battery Storage | Lithium-ion |  |  | Scheduled | 64 | 0.78 | 0.78 | 49.92 | 49.92 | 99.84 | Anticipated | 2028-08-31 | 2058 |  | 2026-12-05 | 2026-05-19 10:23 | 0 | 0 | 0 | 0 | 50 | 50 | 50 | 50 | 50 | 50 | 50 | 50 | 50 | 50 | 50 | 50 | 50 | 50 | 50 | 50 | 50 | 50 | 50 | 50 | 50 | 50 | 50 | 50 | 50 | 50 | 0 | 0 | 0 | 100 | 100 | 100 | 100 | 100 | 100 | 100 | 100 | 100 | 100 | 100 | 100 | 100 | 100 | 100 | 100 | 100
1958 | Axedale Solar Farm and Battery Energy Storage System | V00025 | FRV Services Australia | frv_NR | VIC1 | 190 | 195802 | AxdalSol | Solar PV | Single Axis Tracking |  |  | Semi-scheduled | 42 | 4.58 | 3.33 | 192.36 | 139.86 |  | Anticipated | 2028-08-31 | 2058 |  | 2026-12-05 | 2026-05-19 10:23 | 0 | 0 | 0 | 0 | 140 | 140 | 140 | 140 | 140 | 140 | 140 | 140 | 140 | 140 | 140 | 140 | 140 | 140 | 140 | 140 | 140 | 140 | 140 | 140 | 140 | 140 | 140 | 140 | 140 | 140
1005 | Bairnsdale |  | Alinta DEBO | ALNTARES | VIC1 | 94 | 100501 | Bairnsdale:1 | Gas Turbine | OCGT | Natural Gas | BDL01 | Scheduled | 1 |  | 47 |  | 47 |  | In Service |  | 2042 |  | 2026-03-10 | 2026-03-12 16:22 | 44 | 37 | 37 | 44 | 37 | 37 | 44 | 37 | 37 | 44 | 37 | 37 | 44 | 37 | 37 | 44 | 37 | 37 | 44 | 37 | 37 | 44 | 37 | 37 | 44 | 37 | 37 | 44 | 37 | 37
1005 | Bairnsdale |  | Alinta DEBO | ALNTARES | VIC1 | 94 | 100502 | Bairnsdale:2 | Gas Turbine | OCGT | Natural Gas | BDL02 | Scheduled | 1 |  | 47 |  | 47 |  | In Service |  | 2042 |  | 2026-03-10 | 2026-03-12 16:22 | 44 | 37 | 37 | 44 | 37 | 37 | 44 | 37 | 37 | 44 | 37 | 37 | 44 | 37 | 37 | 44 | 37 | 37 | 44 | 37 | 37 | 44 | 37 | 37 | 44 | 37 | 37 | 44 | 37 | 37
2263 | Bairnsdale BESS |  | Bison Energy | bisonenergy_NR | VIC1 | 50 | 226301 | Bairns1 | Battery Storage | Lithium-ion |  |  | Scheduled | 1 |  | 65 |  | 65 | 260 | Publicly Announced |  |  |  | 2026-03-10 | 2025-03-13 23:29
1642 | Baking Board Solar Farm Chinchilla |  | Chinchilla Solar Pty Ltd | birdwoodenergy_NR | QLD1 | 14.7 | 164201 | Baking Board Solar Farm Chinchilla:1 | Solar PV | Single Axis Tracking |  | BAKING1 | Non-scheduled | 1 |  | 14.7 |  | 14.7 |  | In Service |  | 2044 |  | 2026-03-10 | 2026-03-24 14:24
1006 | Bald Hills Wind Farm |  | Bald Hills Wind Farm Pty Ltd | ALNTBHWF | VIC1 | 106 | 100601 | Bald Hills Wind Farm:1-52 | Wind | Onshore |  | BALDHWF1 | Semi-scheduled | 52 | 2.05 | 2.05 | 106.6 | 106.6 |  | In Service |  | 2040 |  | 2026-03-10 | 2026-03-13 11:24 | 106 | 106 | 106 | 106 | 106 | 106 | 106 | 106 | 106 | 106 | 106 | 106 | 106 | 106 | 106 | 106 | 106 | 106 | 106 | 106 | 106 | 106 | 106 | 106 | 106 | 106 | 106 | 106 | 106 | 106
2213 | Baldon Wind Farm | N00082 | Baldon Wind Farm Pty Ltd | goldwindaustralia_NR | NSW1 | 360 | 221301 | BWF_G1 | Wind | Onshore |  |  | Scheduled | 45 | 8 | 8 | 360 | 360 |  | Publicly Announced | 2029-06-30 | 2064 |  | 2026-12-05 | 2026-05-27 16:06
2595 | Baldon Wind Farm Stage 2 | N00138 | Baldon Wind Farm Pty Ltd | goldwindaustralia_NR | NSW1 | 1040 | 259501 | BWF2_GU1 | Wind | Onshore |  |  | Semi-scheduled | 130 | 8 | 8 | 1040 | 1040 |  | Publicly Announced | 2029-07-28 | 2064 |  | 2026-12-05 | 2026-05-27 15:47
2596 | Baldon Wind Farm Stage 2 - BESS | N00138 | Baldon Wind Farm Pty Ltd | goldwindaustralia_NR | NSW1 | 500 | 259601 | BWBS_GU1 | Battery Storage | Lithium-ion |  |  | Scheduled | 125 | 4 | 4 | 500 | 500 | 1000 | Publicly Announced | 2030-07-27 | 2064 |  | 2026-12-05 | 2026-05-27 15:48
1007 | Ballarat Base Hospital Plant |  | Ballarat Health Services | enel_NR | VIC1 | 1 | 100701 | 6203834176 | Gas Turbine | Other | Diesel/ Fuel Oil |  | Non-scheduled | 2 |  | 0.8 |  | 1.6 |  | In Service |  | 2033 |  | 2025-12-01 | 2024-10-19 07:27
1469 | Ballarat Energy Storage System |  | Ausnet Transmission Group Pty Ltd | EASTENGY | VIC1 | 30 | 146901 | Ballarat Energy Storage System:1 | Battery Storage | Lithium-ion |  | BALB1 | Scheduled | 17 | 1.77 | 1.77 | 30.09 | 30.09 | 30.09 | In Service |  | 2033 |  | 2026-03-10 | 2026-03-24 17:04 | 29.9 | 29.9 | 28.8 | 29.9 | 29.9 | 28.8 | 29.9 | 19.9 | 19.2 | 19.9 | 19.9 | 19.2 | 19.9 | 19.9 | 19.2 | 19.9 | 19.9 | 19.2 | 19.9 | 19.9 | 19.2 | 19.9 | 0 | 0 | 0 | 0 | 0 | 0 | 0 | 0 | 23.5 | 22.8 | 22.8 | 22.2 | 22.2 | 21.5 | 21.5 | 20.9 | 20.9 | 20.3 | 20.3 | 19.7 | 19.7 | 19.1 | 19.1 | 0 | 0 | 0 | 0 | 0
1986 | Banana Range Wind Farm | Q00041 | Orange Creek Energy Pty Ltd | edf-re_NR | QLD1 | 265 | 198604 | BRWF | Wind | Onshore |  |  | Semi-scheduled | 35 | 7.8 | 7.8 | 273 | 273 |  | Publicly Announced | 2029-12-31 | 2059 |  | 2026-12-05 | 2026-05-19 17:06
1282 | Bango 973 Wind Farm |  | BWF Nominees Pty Ltd as trustee for the BWF Trust | squadronenergy_NR | NSW1 | 155 | 128201 | Bango 973 Wind Farm:up to 30 | Wind | Onshore |  | BANGOWF1 | Semi-scheduled | 30 |  | 5.3 |  | 159 |  | In Service |  | 2045 |  | 2026-03-10 | 2026-03-19 22:44 | 155.01 | 155.01 | 155.01 | 155.01 | 155.01 | 155.01 | 155.01 | 155.01 | 155.01 | 155.01 | 155.01 | 155.01 | 155.01 | 155.01 | 155.01 | 155.01 | 155.01 | 155.01 | 155.01 | 155.01 | 155.01 | 155.01 | 155.01 | 155.01 | 155.01 | 155.01 | 155.01 | 155.01 | 155.01 | 155.01
1843 | Bango 999 Wind Farm | N00019 | BWF Nominees Pty Ltd as trustee for the BWF Trust | squadronenergy_NR | NSW1 | 82 | 184302 | Bango 999 Wind Farm | Wind | Onshore |  | BANGOWF2 | Semi-scheduled | 16 |  | 5.3 |  | 84.8 |  | In Service |  | 2045 |  | 2026-03-10 | 2026-03-19 22:30 | 82 | 82 | 82 | 82 | 82 | 82 | 82 | 82 | 82 | 82 | 82 | 82 | 82 | 82 | 82 | 82 | 82 | 82 | 82 | 82 | 82 | 82 | 82 | 82 | 82 | 82 | 82 | 82 | 82 | 82
1008 | Banimboola |  | AGL Hydro Partnership | SOUTHHYD | VIC1 | 12.2 | 100801 | Banimboola:1-2 | Hydro | Dam |  | BAPS | Non-scheduled | 1 |  | 10 |  | 10 |  | In Service |  | 2057 |  | 2026-03-10 | 2026-03-24 13:21
1008 | Banimboola |  | AGL Hydro Partnership | SOUTHHYD | VIC1 | 12.2 | 100802 | Banimboola:3 | Hydro | Dam |  | BAPS | Non-scheduled | 1 |  | 2.2 |  | 2.2 |  | In Service |  | 2057 |  | 2026-03-10 | 2026-03-24 13:21
2578 | Banksia Solar Farm |  | Venn Energy Pty / Banksia Solar Project Pty Ltd | vennenergy_nr | QLD1 | 60 | 257801 | BSF_GU1 | Solar PV | Single Axis Tracking |  |  | Semi-scheduled | 16 | 4.5 | 4.4 | 72 | 70.4 |  | Committed* | 2027-12-16 | 2057 |  | 2026-12-05 | 2026-05-19 14:30 | 0 | 0 | 0 | 0 | 60 | 58.8 | 60 | 60 | 58.8 | 60 | 60 | 58.8 | 60 | 60 | 58.8 | 60 | 60 | 58.8 | 60 | 60 | 58.8 | 60 | 60 | 58.8 | 60 | 60 | 58.8 | 60 | 60 | 58.8
2636 | Bannaby BESS | N00144 | BW ESS Australia Pty Ltd | bw-ess_nr | NSW1 | 700 | 263601 | BBS_GU1 | Battery Storage | Lithium-ion |  |  | Scheduled | 1 |  | 700 |  | 700 |  | Publicly Announced |  |  |  | 2026-12-05 | 2026-02-09 14:09
1492 | Bannerton Solar Park |  | Foresight Solar Australia Pty Ltd | foresightgroupau_NR | VIC1 | 100 | 149201 | Bannerton Solar Park | Solar PV | Single Axis Tracking |  | BANN1 | Semi-scheduled | 40 | 2.75 | 2.5 | 110 | 100 |  | In Service |  | 2049 |  | 2026-03-10 | 2026-03-16 12:39 | 88 | 84 | 84 | 88 | 84 | 84 | 88 | 84 | 84 | 88 | 84 | 84 | 88 | 84 | 84 | 88 | 84 | 84 | 88 | 84 | 84 | 88 | 84 | 84 | 88 | 84 | 84 | 88 | 84 | 84
2326 | Baranduda Electrical Energy Reserve | V00083 | Birdwood Energy Reserve Pty Ltd (ACN 658 507 441) as Trustee for Birdwood Energy Reserve Trust | birdwoodenergy_NR | VIC1 | 400 | 232601 | BEER_GU1 | Battery Storage | Lithium-ion |  |  | Scheduled | 124 | 4.39 | 4.39 | 544.36 | 544.36 | 1886.04 | Anticipated | 2028-09-28 | 2058 |  | 2026-12-05 | 2026-06-03 10:40 | 0 | 0 | 0 | 0 | 0 | 0 | 400 | 400 | 400 | 400 | 400 | 400 | 400 | 400 | 400 | 400 | 400 | 400 | 400 | 400 | 400 | 400 | 400 | 400 | 400 | 400 | 400 | 400 | 400 | 400 | 0 | 0 | 0 | 0 |  | 1818.61 | 1796.36 | 1774.1 | 1754.93 | 1735.75 | 1659.29 | 1637.51 | 1615.73 | 1593.425 | 1571.12 | 1552.54 | 1533.96 | 1516.46 | 1498.96 | 1480
1010 | Barcaldine Power Station |  | Ergon Energy Queensland Pty Ltd | EQ_NR | QLD1 | 37 | 101001 | Barcaldine Power Station:1 | Gas Turbine | OCGT | Natural Gas | BARCALDN | Scheduled | 1 |  | 37 |  | 37 |  | In Service |  | 2035 |  | 2026-03-10 | 2026-03-30 12:47 | 37 | 36 | 32 | 37 | 36 | 32 | 37 | 36 | 32 | 37 | 36 | 32 | 37 | 36 | 32 | 37 | 36 | 32 | 37 | 36 | 32 | 37 | 36 | 32 | 37 | 36 | 32 | 37 | 36 | 32
1389 | Barcaldine Remote Community Solar Farm |  | Barcaldine Remote Community Solar Farm Pty Ltd | foresightgroupau_NR | QLD1 | 20 | 138901 | Barcaldine Remote Community Solar Farm:1 | Solar PV | Single Axis Tracking |  | BARCSF1 | Non-scheduled | 10 | 2.5 | 2 | 25 | 20 |  | In Service |  | 2049 |  | 2026-03-10 | 2026-04-02 13:44
1463 | Barker Inlet Power Station |  | AGL Barker Inlet Pty Ltd | TIPSCO | SA1 | 420 | 146301 | Barker Inlet Power Station:1-12 | Gas Turbine | Other | Natural Gas | BARKIPS1 | Scheduled | 12 |  | 17.5 |  | 210 |  | In Service |  | 2044 |  | 2026-03-10 | 2026-04-14 08:04 | 210 | 210 | 205.2 | 210 | 210 | 205.2 | 210 | 210 | 205.2 | 210 | 210 | 205.2 | 210 | 210 | 205.2 | 210 | 210 | 205.2 | 210 | 210 | 205.2 | 210 | 210 | 205.2 | 210 | 210 | 205.2 | 210 | 210 | 205.2
2905 | Barker Inlet Power Station 2 | S00077 | AGL Energy Limited | agl_nr | SA1 | 280 | 290501 | BIPS_GU1 | Gas Turbine | OCGT | Natural Gas |  | Scheduled | 1 |  | 280 |  | 280 |  | Publicly Announced |  |  |  | 2026-03-10 | 2026-03-24 09:54
1011 | Barn Hill |  | Barn HIll Wind Farm Pty Ltd | TIPSCO | SA1 | 186 | 101101 | Barn Hill:1-62 | Wind | Onshore |  |  | Semi-scheduled | 62 |  | 3 |  | 186 |  | Publicly Announced |  |  |  | 2026-03-10 | 2026-03-24 13:22
2907 | Barn Hill BESS | S00073 | AGL Energy Limited | agl_nr | SA1 | 270 | 290701 | BHBS_GU1 | Battery Storage | Lithium-ion |  |  | Scheduled | 1 |  | 270 |  | 270 | 1080 | Publicly Announced |  |  |  | 2026-12-05 | 2026-03-24 09:55
3162 | Barnawartha North Peaking Generation Facility |  | BARNAWARTHA NORTH ENERGY PTY LTD | barnawartha_NR | VIC1 | 7.8 | 316201 | BWA01 | Other | Other |  |  | Non-scheduled | 4 |  | 2.05 |  | 8.2 |  | Publicly Announced | 2027-09-30 | 2052 |  | 2026-12-05 | 2026-05-18 15:54
2897 | Barnawartha Solar and Energy Storage |  | Barnawartha Solar Pty Ltd | wirsol_NR | VIC1 | 64 | 289701 | BarnBESS | Battery Storage | Lithium-ion |  |  | Scheduled | 22 |  | 2.91 |  | 64.02 | 6.38 | Publicly Announced |  |  |  | 2026-12-05 | 2026-01-22 15:19
2897 | Barnawartha Solar and Energy Storage |  | Barnawartha Solar Pty Ltd | wirsol_NR | VIC1 | 64 | 289702 | BarnSola | Solar PV | Single Axis Tracking |  |  | Semi-scheduled | 22 |  | 2.91 |  | 64.02 |  | Publicly Announced |  |  |  | 2026-12-05 | 2026-01-22 15:19
1682 | Baroota Pumped Hydro Project |  | ACEN Renewables | acenaustralia_NR | SA1 | 250 | 168202 | unit 1-2 | Hydro | Dam |  |  | Scheduled | 2 |  | 125 |  | 250 |  | Publicly Announced | 2034-12-01 | 2072 |  | 2026-12-05 | 2026-05-13 13:50
1012 | Barron Gorge |  | CleanCo Queensland Limited | CLEANCO | QLD1 | 66 | 101201 | Barron Gorge:1 | Hydro | Run of River |  | BARRON-1 | Scheduled | 1 |  | 35 |  | 35 |  | In Service |  | 2063 |  | 2026-03-10 | 2026-03-27 12:18 | 33 | 33 | 33 | 33 | 33 | 33 | 33 | 33 | 33 | 33 | 33 | 33 | 33 | 33 | 33 | 33 | 33 | 33 | 33 | 33 | 33 | 33 | 33 | 33 | 33 | 33 | 33 | 33 | 33 | 33
1012 | Barron Gorge |  | CleanCo Queensland Limited | CLEANCO | QLD1 | 66 | 101202 | Barron Gorge:2 | Hydro | Run of River |  | BARRON-2 | Scheduled | 1 |  | 35 |  | 35 |  | In Service |  | 2063 |  | 2026-03-10 | 2026-03-27 12:18 | 33 | 33 | 33 | 33 | 33 | 33 | 33 | 33 | 33 | 33 | 33 | 33 | 33 | 33 | 33 | 33 | 33 | 33 | 33 | 33 | 33 | 33 | 33 | 33 | 33 | 33 | 33 | 33 | 33 | 33
2467 | Barwon Solar Farm and BESS | V00172 | Elgin Energy Pty Ltd | glas-service_nr | VIC1 | 250 | 246701 | BARW_SF | Solar PV | Single Axis Tracking |  |  | Semi-scheduled | 1 |  | 250 |  | 250 |  | Publicly Announced | 2028-12-01 | 2060 |  | 2026-12-05 | 2026-05-19 16:10
2467 | Barwon Solar Farm and BESS | V00172 | Elgin Energy Pty Ltd | glas-service_nr | VIC1 | 250 | 246702 | BARW_BESS | Battery Storage | Lithium-ion |  |  | Scheduled | 1 |  | 250 |  | 250 | 1000 | Publicly Announced | 2028-12-01 | 2060 |  | 2026-12-05 | 2026-05-19 16:10
2470 | Bashan 1 Wind Farm | T00028 | Goldwind Australia | goldwindaustralia_NR | TAS1 | 460 | 247001 | B1WF_GU1 | Wind | Onshore |  |  | Semi-scheduled | 59 | 7.8 | 7.8 | 460.2 | 460.2 |  | Publicly Announced | 2030-07-01 | 2060 |  | 2026-03-10 | 2026-05-27 15:57
2231 | Bass Offshore Wind Energy Project | T00010 | Nexsphere Pty Ltd |  | TAS1 | 500 | 223101 | BWF_G1 | Wind | Offshore - fixed |  |  | Semi-scheduled | 1 |  | 500 |  | 500 |  | Publicly Announced |  |  |  | 2026-03-10 | 2023-01-18 21:22
1013 | Bastyan |  | Hydro-Electric Corporation | HYDROTAS | TAS1 | 88 | 101301 | Bastyan:1 | Hydro | Dam |  | BASTYAN | Scheduled | 1 |  | 79.9 |  | 79.9 |  | In Service |  | 2100 |  | 2026-03-10 | 2026-03-19 15:16 | 81 | 81 | 81 | 81 | 0 | 0 | 0 | 81 | 81 | 81 | 81 | 81 | 81 | 0 | 0 | 81 | 0 | 0 | 84 | 84 | 84 | 84 | 84 | 84 | 84 | 84 | 84 | 84 | 84 | 84
1480 | Battery of the Nation - Stage 2b |  | Hydro Tasmania | HYDROTAS | TAS1 | 750 | 148001 | Stage 2b | Hydro | Pumped Hydro |  |  | Scheduled | 4 |  | 187.5 |  | 750 | 12000 | Publicly Announced |  |  |  | 2026-03-10 | 2026-03-24 17:51
1482 | Battery of the Nation - Stage 3b |  | Hydro Tasmania | HYDROTAS | TAS1 | 750 | 148201 | Stage 3b | Hydro | Pumped Hydro |  |  | Scheduled | 4 |  | 187.5 |  | 750 | 12000 | Publicly Announced |  |  |  | 2026-03-10 | 2026-03-25 11:54
2871 | Bawurra BESS | Q00176 | StorEnergy 1 Pty Ltd | storenergy_nr | QLD1 | 550 | 287101 | CBBS_GU1 | Battery Storage | Lithium-ion |  |  | Scheduled | 184 | 2.99 | 2.99 | 550.16 | 550.16 | 1703.84 | Publicly Announced | 2029-01-31 | 2057 |  | 2026-12-05 | 2026-05-12 08:14
1014 | Bayswater |  | AGL Macquarie Pty Limited | MACQGEN | NSW1 | 2800 | 101401 | Bayswater:1 | Coal | Black Coal |  | BW01 | Scheduled | 1 |  | 660 |  | 660 |  | In Service |  | 2033 |  | 2026-12-05 | 2026-05-26 15:32 | 660 | 660 | 630 | 660 | 660 | 630 | 660 | 660 | 630 | 660 | 660 | 630 | 660 | 660 | 630 | 660 | 660 | 630 | 660 | 660 | 630 | 660 | 0 | 0 | 0 | 0 | 0 | 0 | 0 | 0
1014 | Bayswater |  | AGL Macquarie Pty Limited | MACQGEN | NSW1 | 2800 | 101402 | Bayswater:2 | Coal | Black Coal |  | BW02 | Scheduled | 1 |  | 685 |  | 685 |  | In Service |  | 2033 |  | 2026-12-05 | 2026-05-26 15:32 | 685 | 685 | 655 | 685 | 685 | 655 | 685 | 685 | 655 | 685 | 685 | 655 | 685 | 685 | 655 | 685 | 685 | 655 | 685 | 685 | 655 | 685 | 0 | 0 | 0 | 0 | 0 | 0 | 0 | 0
1014 | Bayswater |  | AGL Macquarie Pty Limited | MACQGEN | NSW1 | 2800 | 101403 | Bayswater:3 | Coal | Black Coal |  | BW03 | Scheduled | 1 |  | 685 |  | 685 |  | In Service |  | 2033 |  | 2026-12-05 | 2026-05-26 15:32 | 685 | 685 | 655 | 685 | 685 | 655 | 685 | 685 | 655 | 685 | 685 | 655 | 685 | 685 | 655 | 685 | 685 | 655 | 685 | 685 | 655 | 685 | 0 | 0 | 0 | 0 | 0 | 0 | 0 | 0
1014 | Bayswater |  | AGL Macquarie Pty Limited | MACQGEN | NSW1 | 2800 | 101404 | Bayswater:4 | Coal | Black Coal |  | BW04 | Scheduled | 1 |  | 685 |  | 685 |  | In Service |  | 2033 |  | 2026-12-05 | 2026-05-26 15:32 | 685 | 685 | 655 | 685 | 685 | 655 | 685 | 685 | 655 | 685 | 685 | 655 | 685 | 685 | 655 | 685 | 685 | 655 | 685 | 685 | 655 | 685 | 0 | 0 | 0 | 0 | 0 | 0 | 0 | 0
2727 | Beebo Battary - KCI | Q00148 | BEEBO SOLAR FARM PTY LTD as Trustee For BEEBO SOLAR FARM UNIT TRUST | jinkopower_nr | QLD1 | 400 | 272701 | BBBS_GU1 | Battery Storage | Lithium-ion |  |  | Scheduled | 154 |  | 3.8 |  | 585.2 | 799.26 | Publicly Announced |  |  |  | 2026-03-10 | 2025-06-22 07:07
2726 | Beebo Solar Farm - KCI | Q00148 | BEEBO SOLAR FARM PTY LTD as Trustee For BEEBO SOLAR FARM UNIT TRUST | jinkopower_nr | QLD1 | 400 | 272601 | BBSF_GU1 | Solar PV | Fixed |  |  | Semi-scheduled | 120 |  | 4.4 |  | 528 |  | Publicly Announced |  |  |  | 2026-03-10 | 2025-06-22 07:04
3152 | Belah BESS | Q00265 | Eku Energy Projects (Australia) Pty Ltd as trustee for the Eku Energy Projects Australia Trust | ekuenergy_nr | QLD1 | 400 | 315202 | BELBS_GU1 | Battery Storage | Lithium-ion |  |  | Scheduled | 1024 |  | 0.45 |  | 460.8 | 1771.52 | Publicly Announced | 2029-09-30 | 2050 |  | 2026-12-05 | 2026-05-25 11:27
2210 | Belhaven Renewable Project | N00078 | Vena Energy Services (Australia) Pty Ltd | TBSOL | NSW1 | 408 | 221001 | WWSF_BS1 | Battery Storage | Lithium-ion |  |  | Scheduled | 1 | 400 | 400 | 400 | 400 | 1600 | Publicly Announced | 2029-10-31 | 2050 |  | 2026-03-10 | 2026-06-02 16:24
2210 | Belhaven Renewable Project | N00078 | Vena Energy Services (Australia) Pty Ltd | TBSOL | NSW1 | 408 | 221002 | WWSF_GU1 | Solar PV | Fixed |  |  | Semi-scheduled | 49 |  | 3.39 |  | 166.11 |  | Publicly Announced |  |  |  | 2026-03-10 | 2026-06-02 16:24
3018 | Bell Bay BESS |  | Equis Energy (Australia) Projects (Ngumi 6) Pty Ltd as trustee for the Equis Energy(Australia) Ngumi 6 Asset Trust | equis_NR | TAS1 | 100 | 301801 | BBBESS | Battery Storage | Lithium-ion |  |  | Scheduled | 56 | 0.62 | 1.93 | 34.72 | 108.08 | 199.92 | Publicly Announced | 2030-01-01 | 2060 |  | 2026-03-10 | 2026-03-16 09:38
1015 | Bell Bay Three |  | AETV Pty Ltd | HYDROTAS | TAS1 | 147 | 101501 | Bell Bay Three:1 | Gas Turbine | OCGT | Natural Gas | BBTHREE1 | Scheduled | 1 |  | 40 |  | 40 |  | In Service |  | 2040 |  | 2026-12-05 | 2026-03-24 17:55 | 25 | 40 | 40 | 40 | 40 | 40 | 40 | 40 | 40 | 40 | 40 | 40 | 40 | 40 | 40 | 40 | 40 | 40 | 40 | 40 | 40 | 40 | 40 | 40 | 40 | 40 | 40 | 40 | 40 | 40
1015 | Bell Bay Three |  | AETV Pty Ltd | HYDROTAS | TAS1 | 147 | 101502 | Bell Bay Three:2 | Gas Turbine | OCGT | Natural Gas | BBTHREE2 | Scheduled | 1 |  | 40 |  | 40 |  | In Service |  | 2040 |  | 2026-12-05 | 2026-03-24 17:55 | 25 | 40 | 40 | 40 | 40 | 40 | 40 | 40 | 40 | 40 | 40 | 40 | 40 | 40 | 40 | 40 | 40 | 40 | 40 | 40 | 40 | 40 | 40 | 40 | 40 | 40 | 40 | 40 | 40 | 40
1015 | Bell Bay Three |  | AETV Pty Ltd | HYDROTAS | TAS1 | 147 | 101503 | Bell Bay Three:3 | Gas Turbine | OCGT | Natural Gas | BBTHREE3 | Scheduled | 1 |  | 40 |  | 40 |  | In Service |  | 2040 |  | 2026-12-05 | 2026-03-24 17:55 | 23 | 23 | 23 | 23 | 23 | 23 | 23 | 23 | 23 | 23 | 23 | 23 | 23 | 23 | 23 | 23 | 23 | 23 | 23 | 23 | 23 | 23 | 23 | 23 | 23 | 23 | 23 | 23 | 23 | 23
1580 | Bellambi Heights Renewables Project | N00163 | Vena Energy | TBSOL | NSW1 | 408 | 158001 | BHB | Battery Storage | Lithium-ion |  |  | Scheduled | 120 | 3.4 | 3.4 | 408 | 408 | 1140 | Committed | 2027-07-31 | 2047 |  | 2026-12-05 | 2026-06-02 21:04 | 0 | 0 | 0 | 204 | 408 | 408 | 408 | 408 | 408 | 408 | 408 | 408 | 408 | 408 | 408 | 408 | 408 | 408 | 408 | 408 | 408 | 408 | 408 | 408 | 408 | 408 | 408 | 408 | 408 | 408 | 0 | 0 | 560 | 1100 | 1085 | 1070 | 1058 | 1046 | 1036 | 1026 | 1015 | 1004 | 995 | 986 | 997 | 968 | 965 | 955 | 952 | 942
2408 | Bellbay Wind Farm | T00024 | The Trustee for Equis Wind (Australia) LHWF2 Asset Trust | equis_NR | TAS1 | 224 | 240801 | BBWF | Wind | Onshore |  |  | Semi-scheduled | 28 | 4 | 8.14 | 112 | 227.92 |  | Publicly Announced | 2030-01-01 | 2060 |  | 2026-03-10 | 2026-03-16 09:33
3180 | Ben Bullen Wind Farm |  | Alinta Energy | alinta_nr | NSW1 | 430 | 318001 | BBWF_GU1 | Wind | Onshore |  |  | Semi-scheduled | 64 | 7.2 | 7.2 | 460.8 | 460.8 |  | Publicly Announced | 2032-01-31 | 2067 |  | 2026-03-10 | 2026-04-02 10:56
3180 | Ben Bullen Wind Farm |  | Alinta Energy | alinta_nr | NSW1 | 430 | 318002 | BBWF_GU2 | Battery Storage | Lithium-ion |  |  | Scheduled | 1 | 200 | 200 | 200 | 200 | 800 | Publicly Announced | 2032-01-31 | 2067 |  | 2026-03-10 | 2026-04-02 10:56
2372 | Bendemeer Renewable Energy Hub - Solar And BESS | N00100 | Athena Energy Australia (Holdings) Pty Ltd | metisenergy_nr | NSW1 | 200 | 237201 | BHBS_GU1 | Battery Storage | Lithium-ion |  |  | Scheduled | 1 |  | 150 |  | 150 | 300 | Publicly Announced |  |  |  | 2026-12-05 | 2026-05-19 09:05
2372 | Bendemeer Renewable Energy Hub - Solar And BESS | N00100 | Athena Energy Australia (Holdings) Pty Ltd | metisenergy_nr | NSW1 | 200 | 237202 | BHSF_GU1 | Solar PV | Single Axis Tracking |  |  | Semi-scheduled | 1 |  | 200 |  | 200 |  | Publicly Announced |  |  |  | 2026-12-05 | 2026-05-19 09:05
2373 | Bendemeer Renewable Energy Hub - Wind | N00100 | Athena Energy Australia (Holdings) Pty Ltd | metisenergy_nr | NSW1 | 380 | 237301 | BHWF_GU1 | Wind | Onshore |  |  | Semi-scheduled | 1 |  | 380 |  | 380 |  | Publicly Announced |  |  |  | 2026-03-10 | 2026-05-19 09:05
3177 | Bendenine |  | Wind Prospect PL | windprospect_NR | NSW1 | 720 | 317701 | Bendenine Wind Farm | Wind | Onshore |  |  | Semi-scheduled | 90 | 8 | 8 | 720 | 720 |  | Publicly Announced | 2030-07-01 | 2070 |  | 2026-03-10 | 2026-03-22 21:55
3177 | Bendenine |  | Wind Prospect PL | windprospect_NR | NSW1 | 720 | 317702 | Bendenine BESS | Battery Storage | Lithium-ion |  |  | Scheduled | 120 | 4.6 | 4.6 | 552 | 552 | 2208 | Publicly Announced | 2030-07-01 | 2070 |  | 2026-03-10 | 2026-03-22 21:55
3286 | Bendigo BESS |  | Pacific Blue | pacificblue_nr | VIC1 | 200 | 328601 | BGBESS | Battery Storage | Lithium-ion |  |  | Scheduled | 56 | 4.62 | 4.6 | 258.72 | 257.6 | 1030.4 | Publicly Announced | 2029-06-01 | 2050 |  |  | 2026-05-22 08:15
1956 | Bennetts Creek BESS | V00045 | Bennetts Creek Energy Project Pty Ltd in its capacity as Trustee for the Bennetts Creek Energy Project Trust | flowpower_NR | VIC1 | 100 | 195601 | BCBESS | Battery Storage | Lithium-ion |  |  | Scheduled | 42 | 4.2 | 4.2 | 176.4 | 176.4 | 223.02 | Committed | 2028-03-30 | 2048 |  | 2026-12-05 | 2026-06-01 09:43 | 0 | 0 | 0 | 0 | 100 | 50 | 100 | 100 | 100 | 100 | 100 | 100 | 100 | 100 | 100 | 100 | 100 | 100 | 100 | 100 | 100 | 100 | 100 | 100 | 100 | 100 | 100 | 100 | 100 | 100 | 0 | 0 | 0 | 100 | 223 | 220 | 218 | 215 | 212 | 209 | 206 | 203 | 201 | 199 | 197 | 195 | 192 | 190 | 188 | 186
2973 | Beresfield BESS |  | firmpower_NR | agl_nr | NSW1 | 170 | 297301 | BB1 | Battery Storage | Lithium-ion |  |  | Scheduled | 94 | 1.93 | 1.93 | 181.42 | 181.42 | 361.9 | Anticipated | 2027-12-18 | 2048 |  | 2026-12-05 | 2026-05-25 09:54 | 0 | 0 | 0 | 0 | 0 | 0 | 170 | 170 | 170 | 170 | 170 | 170 | 170 | 170 | 170 | 170 | 170 | 170 | 170 | 170 | 170 | 170 | 170 | 170 | 170 | 170 | 170 | 170 | 170 | 170 | 0 | 0 | 0 | 0 | 340 | 340 | 340 | 340 | 340 | 340 | 340 | 340 | 340 | 340 | 340 | 340 | 340 | 340 | 340 | 340
2393 | Berrybank BESS - Storage - KCI | V00087 | Global Power Generation Australia Pty Ltd | globalpower-generation_NR | VIC1 | 300 | 239301 | BBS_GU1 | Battery Storage | Lithium-ion |  |  | Scheduled | 1 | 360 | 300 | 360 | 300 | 600 | Publicly Announced | 2029-12-31 | 2050 |  | 2026-03-10 | 2026-03-18 14:15
1018 | Berrybank Wind Farm |  | Berrbank Development Pty ltd | BERYBKWF | VIC1 | 281.1 | 101803 | Berrybank Wind Farm - Stage 1: Units 1-43 | Wind | Onshore |  | BRYB1WF1 | Semi-scheduled | 43 |  | 4.2 |  | 180.6 |  | In Service |  | 2051 |  | 2026-03-10 | 2026-03-17 13:47 | 175.87 | 175.87 | 175.87 | 175.87 | 175.87 | 175.87 | 175.87 | 175.87 | 175.87 | 175.87 | 175.87 | 175.87 | 175.87 | 175.87 | 175.87 | 175.87 | 175.87 | 175.87 | 175.87 | 175.87 | 175.87 | 175.87 | 175.87 | 175.87 | 175.87 | 175.87 | 175.87 | 175.87 | 175.87 | 175.87
1018 | Berrybank Wind Farm |  | Berrbank Development Pty ltd | BERYBKWF | VIC1 | 281.1 | 101804 | U 1-26 | Wind | Onshore |  | BRYB2WF2 | Semi-scheduled | 26 |  | 4.2 |  | 109.2 |  | In Service |  | 2052 |  | 2026-03-10 | 2026-03-17 13:47 | 105.2 | 105.2 | 105.2 | 105.2 | 105.2 | 105.2 | 105.2 | 105.2 | 105.2 | 105.2 | 105.2 | 105.2 | 105.2 | 105.2 | 105.2 | 105.2 | 105.2 | 105.2 | 105.2 | 105.2 | 105.2 | 105.2 | 105.2 | 105.2 | 105.2 | 105.2 | 105.2 | 105.2 | 105.2 | 105.2
2448 | Beryl BESS | N00123 | Ratch-Australia Corporation | TOORAWF | NSW1 | 100 | 244801 | Beryl_B | Battery Storage | Lithium-ion |  |  | Scheduled | 36 | 4.2 | 4.2 | 151.2 | 151.2 | 450 | Publicly Announced | 2028-12-30 | 2058 |  | 2026-03-10 | 2026-05-19 09:48
1416 | Beryl Solar Farm |  | FS NSW Project No 1 AT Pty Ltd as trustee of FS NSW Project No 1 Asset Trust | FSNSW | NSW1 | 87 | 141601 | BERYLSF | Solar PV | Single Axis Tracking |  | BERYLSF1 | Semi-scheduled | 60 | 1.64 | 1.64 | 98.4 | 98.4 |  | In Service |  | 2049 |  | 2026-03-10 | 2026-05-22 10:16 | 87 | 82.8 | 77.4 | 87 | 82.8 | 77.4 | 87 | 82.8 | 77.4 | 87 | 82.8 | 77.4 | 87 | 82.8 | 77.4 | 87 | 82.8 | 77.4 | 87 | 82.8 | 77.4 | 87 | 82.8 | 77.4 | 87 | 82.8 | 77.4 | 87 | 82.8 | 77.4
2478 | BESS Finley | N00114 | BESS Finley P/L |  | NSW1 | 100 | 247801 | FLBS_GU1 | Battery Storage | Lithium-ion |  |  | Scheduled | 40 |  | 2.5 |  | 100 |  | Publicly Announced |  |  |  | 2026-03-10 | 2025-07-02 01:22
2786 | Big G Pumped Hydro Project |  | BE Power | bepower_NR | QLD1 | 600 | 278601 | BigGPH | Hydro | Pumped Hydro |  |  | Scheduled | 3 |  | 200 |  | 600 | 8400 | Publicly Announced | 2032-12-31 | 2112 |  | 2026-03-10 | 2026-04-01 11:39
3031 | Birriwa BESS |  | ACEN RENEWABLES | acenaustralia_NR | NSW1 | 460 | 303101 | BWB_GU1 | Battery Storage | Lithium-ion |  |  | Scheduled | 1 | 230 | 230 | 230 | 230 | 920 | Publicly Announced | 2031-03-07 | 2080 |  | 2026-03-10 | 2026-06-02 15:09
3031 | Birriwa BESS |  | ACEN RENEWABLES | acenaustralia_NR | NSW1 | 460 | 303102 | BWB_GU2 | Battery Storage | Lithium-ion |  |  | Scheduled | 1 | 230 | 230 | 230 | 230 | 920 | Publicly Announced | 2031-03-07 | 2080 |  |  | 2026-06-02 15:09
3030 | Birriwa Hybrid |  | ACEN RENEWABLES | acenaustralia_NR | NSW1 | 700 | 303001 | BWSF_GU1 | Solar PV | Fixed |  |  | Semi-scheduled | 1 | 800 | 600 | 800 | 600 |  | Publicly Announced | 2029-11-08 | 2080 |  | 2026-12-05 | 2026-06-02 10:42
3030 | Birriwa Hybrid |  | ACEN RENEWABLES | acenaustralia_NR | NSW1 | 700 | 303002 | BWSF_GU2 | Battery Storage | Lithium-ion |  |  | Scheduled | 1 | 600 | 600 | 600 | 600 | 2400 | Publicly Announced | 2029-11-08 | 2080 |  | 2026-12-05 | 2026-06-02 10:42
3192 | Black River BESS - KCI | Q00266 | Enervest Operations Pty Ltd | enervest_NR | QLD1 | 200 | 319201 | BR_GU1 | Battery Storage | Lithium-ion |  |  | Scheduled | 1 |  | 200 |  | 200 | 200 | Publicly Announced |  |  |  | 2026-03-10 | 2026-01-22 15:46
2490 | Blackstone BESS | Q00088 | FIrm Power P/L | agl_nr | QLD1 | 250 | 249001 | BSBS_GU1 | Battery Storage | Lithium-ion |  |  | Scheduled | 138 | 1.93 | 1.93 | 266.34 | 266.34 | 531.3 | Anticipated | 2028-12-22 | 2048 |  | 2026-12-05 | 2026-05-22 12:54 | 0 | 0 | 0 | 0 | 0 | 0 | 0 | 250 | 250 | 250 | 250 | 250 | 250 | 250 | 250 | 250 | 250 | 250 | 250 | 250 | 250 | 250 | 250 | 250 | 250 | 250 | 250 | 250 | 250 | 250 | 0 | 0 | 0 | 0 | 0 | 500 | 500 | 500 | 500 | 500 | 500 | 500 | 500 | 500 | 500 | 500 | 500 | 500 | 500 | 500
2741 | Blackstone BESS 2 - KCI | Q00149 | FIrm Power P/L | agl_nr | QLD1 | 250 | 274101 | BS2B_GU1 | Battery Storage | Lithium-ion |  |  | Scheduled | 138 | 1.93 | 1.93 | 266.34 | 266.34 | 531.3 | Anticipated | 2028-12-22 | 2048 |  | 2026-12-05 | 2026-01-13 11:31 | 0 | 0 | 0 | 0 | 0 | 0 | 0 | 250 | 250 | 250 | 250 | 250 | 250 | 250 | 250 | 250 | 250 | 250 | 250 | 250 | 250 | 250 | 250 | 250 | 250 | 250 | 250 |  |  |  | 0 | 0 | 0 | 0 | 0 | 500 | 500 | 500 | 500 | 500 | 500 | 500 | 500 | 500 | 500 | 500 | 500 | 500
2305 | Blacktop BESS | S00028 | Aquila Capital | aquila-capital_NR | SA1 | 100 | 230501 | BBS_GU1 | Battery Storage | Lithium-ion |  |  | Scheduled | 40 | 4.2 | 4.2 | 168 | 168 |  | Anticipated | 2029-06-30 | 2059 |  | 2026-03-10 | 2026-06-17 15:55 | 0 | 0 | 0 | 0 | 0 | 0 | 0 | 0 | 0 | 100 | 100 | 100 | 100 | 100 | 100 | 100 | 100 | 100 | 100 | 100 | 100 | 100 | 100 | 100 | 100 | 100 | 100 | 100 | 100 | 100 | 0 | 0 | 0 | 0 | 0 | 0 | 200 | 200 | 200 | 200 | 200 | 200 | 200 | 200 | 200 | 200 | 200 | 200 | 200 | 200
2432 | Blackwater Hybrid System | Q00048 | Blackwater Project Nominees Pty Ltd as trustee for the Blackwater Project Trust | totalenergies_nr | QLD1 | 270 | 243201 | BHS_BESS | Battery Storage | Lithium-ion |  |  | Scheduled | 68 | 3 | 2.94 | 204 | 199.92 | 399.84 | Publicly Announced | 2030-10-06 | 2062 |  | 2026-03-10 | 2026-05-21 14:37
2432 | Blackwater Hybrid System | Q00048 | Blackwater Project Nominees Pty Ltd as trustee for the Blackwater Project Trust | totalenergies_nr | QLD1 | 270 | 243202 | BHS_SF | Solar PV | Single Axis Tracking |  |  | Semi-scheduled | 50 | 3.47 | 3.4 | 173.5 | 170 |  | Publicly Announced | 2030-10-06 | 2062 |  | 2026-03-10 | 2026-05-21 14:37
2042 | Blair Athol Solar Power Station |  | TerraCom Ltd |  | QLD1 | 60 | 204201 | Blair At | Solar PV | Fixed |  |  | Semi-scheduled | 1 |  | 60 |  | 60 |  | Publicly Announced |  |  |  | 2026-03-10 | 2025-11-27 12:29
2734 | Blanche BESS - KCI | S00063 | Blanche BESS Pty Ltd as trustee for Blanche BESS Trust |  | SA1 | 128 | 273401 | BLBS_GU1 | Battery Storage | Lithium-ion |  |  | Scheduled | 1 |  | 128 |  | 128 |  | Publicly Announced |  |  |  | 2026-03-10 | 2024-04-03 00:51
2286 | Blenheim BESS - KCI | Q00025 | EE AUSTRALIA PTY LTD | europeanenergy_nr | QLD1 | 29.25 | 228601 | BBS_GU1 | Battery Storage | Lithium-ion |  |  | Scheduled | 1 |  | 29.25 |  | 29.25 |  | Publicly Announced |  |  |  | 2026-03-10 | 2026-03-23 09:54
2285 | Blenheim Solar Farm - KCI | Q00025 | EE AUSTRALIA PTY LTD | europeanenergy_nr | QLD1 | 106 | 228501 | BSF_GU1 | Solar PV | Fixed |  |  | Semi-scheduled | 1 |  | 106 |  | 106 |  | Publicly Announced |  |  |  | 2026-03-10 | 2026-03-23 09:53
2017 | Blind Creek Solar Farm and Battery Energy Storage System |  | Ms BCSF Holdings Pty Ltd as trustee for the Blind Creek Solar Farm Trust | octopusinvestments_NR | NSW1 | 300 | 201701 | BCBESS | Battery Storage | Lithium-ion |  |  | Scheduled | 90 | 3.25 | 2.73 | 292.5 | 245.7 | 486 | Committed* | 2028-07-10 | 2053 |  | 2026-12-05 | 2026-05-18 12:08 | 0 | 0 | 0 | 0 | 0 | 0 | 245.7 | 245.7 | 234.9 | 245.7 | 245.7 | 234.9 | 245.7 | 245.7 | 234.9 | 245.7 | 245.7 | 234.9 | 245.7 | 245.7 | 234.9 | 245.7 | 245.7 | 234.9 | 245.7 | 245.7 | 234.9 | 245.7 | 245.7 | 234.9 | 0 | 0 | 0 | 0 | 486 | 486 | 486 | 486 | 486 | 486 | 486 | 486 | 486 | 486 | 486 | 486 | 486 | 486 | 486 | 486
2017 | Blind Creek Solar Farm and Battery Energy Storage System |  | Ms BCSF Holdings Pty Ltd as trustee for the Blind Creek Solar Farm Trust | octopusinvestments_NR | NSW1 | 300 | 201702 | BCSF | Solar PV | Single Axis Tracking |  |  | Semi-scheduled | 90 | 4 | 3.33 | 360 | 299.7 |  | Committed* | 2028-07-10 | 2053 |  | 2026-12-05 | 2026-05-18 12:08 | 0 | 0 | 0 | 0 | 0 | 0 | 299.7 | 299.7 | 275.4 | 299.7 | 299.7 | 275.4 | 299.7 | 299.7 | 275.4 | 299.7 | 299.7 | 275.4 | 299.7 | 299.7 | 275.4 | 299.7 | 299.7 | 275.4 | 299.7 | 299.7 | 275.4 | 299.7 | 299.7 | 275.4
1021 | Blowering |  | Snowy Hydro Ltd | SNOWY | NSW1 | 80 | 102101 | Blowering:1 | Hydro | Dam |  | BLOWERNG | Scheduled | 1 |  | 80 |  | 80 |  | In Service |  | 2070 |  | 2026-03-10 | 2026-03-29 12:56 | 70 | 70 | 70 | 70 | 70 | 70 | 70 | 70 | 70 | 70 | 70 | 70 | 70 | 70 | 70 | 70 | 70 | 70 | 70 | 70 | 70 | 70 | 70 | 70 | 70 | 70 | 70 | 70 | 70 | 70
3094 | Blue Grass BESS |  | X-Elio Australia Pty Ltd | x-elio_NR | QLD1 | 148 | 309401 | BGBS_GU1 | Battery Storage | Lithium-ion |  |  | Scheduled | 1 |  | 60 |  | 60 | 120 | Publicly Announced |  |  |  | 2026-03-10 | 2025-08-28 21:48
2542 | Blue Mackerel North Off Shore Wind Farm | V00102 | Arup Australia Pty Ltd |  | VIC1 | 1819 | 254201 | BMWF_GU1 | Wind | Offshore - fixed |  |  | Semi-scheduled | 1 |  | 1819 |  | 1819 |  | Publicly Announced |  |  |  | 2026-03-10 | 2023-07-04 20:58
1903 | Bluegrass Solar Farm |  | X-Elio Australia Pty Ltd | x-elio_NR | QLD1 | 148 | 190301 | Bluegrass Solar Farm | Solar PV | Single Axis Tracking |  | BLUEGSF1 | Semi-scheduled | 1 |  | 148 |  | 148 |  | In Service | 2023-06-30 | 2057 |  | 2026-03-10 | 2026-01-21 13:59 | 146.32 | 142.99 | 142.99 | 145.78 | 142.37 | 142.37 | 145.22 | 141.74 | 141.74 | 144.67 | 141.11 | 141.11 | 144.1 | 140.47 | 140.47 | 143.54 | 139.84 | 139.84 | 142.98 | 139.22 | 139.22 | 142.48 | 138.6 | 138.6 | 142 | 137.98 | 137.98
2248 | Blyth BESS | S00021 | Blyth Battery P/L as trustee for Blyth Battery Trust | BLYTHBAT | SA1 | 200 | 224801 | BLYTHWBT | Battery Storage | Lithium-ion |  | BLYTHB1 | Scheduled | 64 | 3.13 | 3.13 | 200.32 | 200.32 | 400 | In Service |  | 2044 |  | 2026-12-05 | 2026-03-30 15:25 | 200 | 200 | 193.984 | 200 | 200 | 193.984 | 200 | 200 | 193.984 | 200 | 200 | 193.984 | 200 | 200 | 193.984 | 200 | 200 | 193.984 | 200 | 200 | 193.984 | 200 | 200 | 193.984 | 200 | 200 | 193.984 | 200 | 200 | 193.984 | 400 | 400 | 400 | 400 | 400 | 400 | 400 | 400 | 400 | 400 | 400 | 400 | 400 | 400 | 400 | 400 | 400 | 400 | 400 | 400
3186 | Boags Creek Solar Power Station | N00269 | Edify Energy Pty Ltd | edifyenergy_NR | NSW1 | 300 | 318601 | BCSF_GU1 | Solar PV | Single Axis Tracking |  |  | Semi-scheduled | 1 |  | 1 |  | 1 |  | Publicly Announced |  |  |  | 2026-03-10 | 2026-01-16 14:43
3186 | Boags Creek Solar Power Station | N00269 | Edify Energy Pty Ltd | edifyenergy_NR | NSW1 | 300 | 318602 | BCSF_GU2 | Battery Storage | Lithium-ion |  |  | Scheduled | 1 |  | 1 |  | 1 |  | Publicly Announced |  |  |  | 2026-03-10 | 2026-01-16 14:43
1022 | Boco Rock Wind Farm |  | Tilt Renewables Australia Pty Ltd | tiltrenewables_NR | NSW1 | 113 | 102201 | Boco Rock Wind Farm:1-58 | Wind | Onshore |  | BOCORWF1 | Semi-scheduled | 58 |  | 1.7 |  | 98.6 |  | In Service |  | 2040 |  | 2026-03-10 | 2026-03-31 09:23 | 98.6 | 98.6 | 90.48 | 98.6 | 98.6 | 90.48 | 98.6 | 98.6 | 90.48 | 98.6 | 98.6 | 90.48 | 98.6 | 98.6 | 90.48 | 98.6 | 98.6 | 90.48 | 98.6 | 98.6 | 90.48 | 98.6 | 98.6 | 90.48 | 98.6 | 98.6 | 90.48 | 98.6 | 98.6 | 90.48
1022 | Boco Rock Wind Farm |  | Tilt Renewables Australia Pty Ltd | tiltrenewables_NR | NSW1 | 113 | 102202 | Boco Rock Wind Farm:59-67 | Wind | Onshore |  | BOCORWF1 | Semi-scheduled | 9 |  | 1.6 |  | 14.4 |  | In Service |  | 2040 |  | 2026-03-10 | 2026-03-31 09:23 | 14.58 | 14.58 | 13.608 | 14.58 | 14.58 | 13.608 | 14.58 | 14.58 | 13.608 | 14.58 | 14.58 | 13.608 | 14.58 | 14.58 | 13.608 | 14.58 | 14.58 | 13.608 | 14.58 | 14.58 | 13.608 | 14.58 | 14.58 | 13.608 | 14.58 | 14.58 | 13.608 | 14.58 | 14.58 | 13.608
1022 | Boco Rock Wind Farm |  | Tilt Renewables Australia Pty Ltd | tiltrenewables_NR | NSW1 | 113 | 102204 | BRWF St2 | Wind | Onshore |  |  | Semi-scheduled | 15 |  | 5.3 |  | 79.5 |  | Publicly Announced |  | 2046 |  | 2026-03-10 | 2026-03-31 09:23
1259 | Bodangora Wind Farm |  | Bodangora Wind Farm Pty Ltd | BODWF1 | NSW1 | 111.3 | 125901 | Bodangora Wind Farm:Units 1-33 | Wind | Onshore |  | BODWF1 | Semi-scheduled | 33 | 3.43 | 3.43 | 113.19 | 113.19 |  | In Service |  | 2049 |  | 2026-03-10 | 2026-06-17 15:41 | 111.309 | 111.309 | 111.309 | 111.309 | 111.309 | 111.309 | 111.309 | 111.309 | 111.309 | 111.309 | 111.309 | 111.309 | 111.309 | 111.309 | 111.309 | 111.309 | 111.309 | 111.309 | 111.309 | 111.309 | 111.309 | 111.309 | 111.309 | 111.309 | 111.309 | 111.309 | 111.309 | 111.309 | 111.309 | 111.309
3007 | Bogandilla Wind Farm | Q00100 | RES Australia Pty Ltd | res-group_NR | QLD1 | 659 | 300701 | BVWFGU1 | Wind | Onshore |  |  | Semi-scheduled | 85 | 7.8 | 7.8 | 663 | 663 |  | Publicly Announced |  | 2060 |  | 2026-03-10 | 2026-05-25 18:22
1023 | Bogong / Mackay |  | AGL Hydro Partnership | SOUTHHYD | VIC1 | 300 | 102303 | Bogong1 | Hydro | Dam |  | MCKAY1 | Scheduled | 1 |  | 70 |  | 70 |  | In Service |  | 2057 |  | 2026-03-10 | 2026-03-26 10:11 | 70 | 70 | 70 | 70 | 70 | 70 | 70 | 70 | 70 | 70 | 70 | 70 | 70 | 70 | 70 | 70 | 70 | 70 | 70 | 70 | 70 | 70 | 70 | 70 | 70 | 70 | 70 | 70 | 70 | 70
1023 | Bogong / Mackay |  | AGL Hydro Partnership | SOUTHHYD | VIC1 | 300 | 102304 | Bogong2 | Hydro | Dam |  | MCKAY1 | Scheduled | 1 |  | 70 |  | 70 |  | In Service |  | 2057 |  | 2026-03-10 | 2026-03-26 10:11 | 70 | 70 | 70 | 70 | 70 | 70 | 70 | 70 | 70 | 70 | 70 | 70 | 70 | 70 | 70 | 70 | 70 | 70 | 70 | 70 | 70 | 70 | 70 | 70 | 70 | 70 | 70 | 70 | 70 | 70
1023 | Bogong / Mackay |  | AGL Hydro Partnership | SOUTHHYD | VIC1 | 300 | 102305 | McKay 1 | Hydro | Dam |  | MCKAY1 | Scheduled | 1 |  | 26.67 |  | 26.67 |  | In Service |  | 2057 |  | 2026-03-10 | 2026-03-26 10:11 | 26.67 | 26.67 | 26.67 | 26.67 | 26.67 | 26.67 | 26.67 | 26.67 | 26.67 | 26.67 | 26.67 | 26.67 | 26.67 | 26.67 | 26.67 | 26.67 | 26.67 | 26.67 | 26.67 | 26.67 | 26.67 | 26.67 | 26.67 | 26.67 | 26.67 | 26.67 | 26.67 | 26.67 | 26.67 | 26.67
1023 | Bogong / Mackay |  | AGL Hydro Partnership | SOUTHHYD | VIC1 | 300 | 102306 | McKay 2 | Hydro | Dam |  | MCKAY1 | Scheduled | 1 |  | 26.67 |  | 26.67 |  | In Service |  | 2057 |  | 2026-03-10 | 2026-03-26 10:11 | 26.67 | 26.67 | 26.67 | 26.67 | 26.67 | 26.67 | 26.67 | 26.67 | 26.67 | 26.67 | 26.67 | 26.67 | 26.67 | 26.67 | 26.67 | 26.67 | 26.67 | 26.67 | 26.67 | 26.67 | 26.67 | 26.67 | 26.67 | 26.67 | 26.67 | 26.67 | 26.67 | 26.67 | 26.67 | 26.67
1023 | Bogong / Mackay |  | AGL Hydro Partnership | SOUTHHYD | VIC1 | 300 | 102307 | McKay 3 | Hydro | Dam |  | MCKAY1 | Scheduled | 1 |  | 26.67 |  | 26.67 |  | In Service |  | 2057 |  | 2026-03-10 | 2026-03-26 10:11 | 26.67 | 26.67 | 26.67 | 26.67 | 26.67 | 26.67 | 26.67 | 26.67 | 26.67 | 26.67 | 26.67 | 26.67 | 26.67 | 26.67 | 26.67 | 26.67 | 26.67 | 26.67 | 26.67 | 26.67 | 26.67 | 26.67 | 26.67 | 26.67 | 26.67 | 26.67 | 26.67 | 26.67 | 26.67 | 26.67
1023 | Bogong / Mackay |  | AGL Hydro Partnership | SOUTHHYD | VIC1 | 300 | 102308 | McKay 4 | Hydro | Dam |  | MCKAY1 | Scheduled | 1 |  | 26.67 |  | 26.67 |  | In Service |  | 2057 |  | 2026-03-10 | 2026-03-26 10:11 | 26.67 | 26.67 | 26.67 | 26.67 | 26.67 | 26.67 | 26.67 | 26.67 | 26.67 | 26.67 | 26.67 | 26.67 | 26.67 | 26.67 | 26.67 | 26.67 | 26.67 | 26.67 | 26.67 | 26.67 | 26.67 | 26.67 | 26.67 | 26.67 | 26.67 | 26.67 | 26.67 | 26.67 | 26.67 | 26.67
1023 | Bogong / Mackay |  | AGL Hydro Partnership | SOUTHHYD | VIC1 | 300 | 102309 | McKay 5 | Hydro | Dam |  | MCKAY1 | Scheduled | 1 |  | 26.67 |  | 26.67 |  | In Service |  | 2057 |  | 2026-03-10 | 2026-03-26 10:11 | 26.67 | 26.67 | 26.67 | 26.67 | 26.67 | 26.67 | 26.67 | 26.67 | 26.67 | 26.67 | 26.67 | 26.67 | 26.67 | 26.67 | 26.67 | 26.67 | 26.67 | 26.67 | 26.67 | 26.67 | 26.67 | 26.67 | 26.67 | 26.67 | 26.67 | 26.67 | 26.67 | 26.67 | 26.67 | 26.67
1023 | Bogong / Mackay |  | AGL Hydro Partnership | SOUTHHYD | VIC1 | 300 | 102310 | McKay 6 | Hydro | Dam |  | MCKAY1 | Scheduled | 1 |  | 26.67 |  | 26.67 |  | In Service |  | 2057 |  | 2026-03-10 | 2026-03-26 10:11 | 26.67 | 26.67 | 26.67 | 26.67 | 26.67 | 26.67 | 26.67 | 26.67 | 26.67 | 26.67 | 26.67 | 26.67 | 26.67 | 26.67 | 26.67 | 26.67 | 26.67 | 26.67 | 26.67 | 26.67 | 26.67 | 26.67 | 26.67 | 26.67 | 26.67 | 26.67 | 26.67 | 26.67 | 26.67 | 26.67
2476 | Boiling Down BESS | N00111 | Hanwha Energy Australia Pty Ltd |  | NSW1 | 200 | 247601 | BDBS_GU1 | Battery Storage | Lithium-ion |  |  | Scheduled | 65 |  | 4 |  | 260 |  | Publicly Announced |  |  |  | 2026-03-10 | 2023-04-19 23:16
1533 | Bolivar Power Station |  | Iberdrola Australia Energy Markets Pty Limited | BBPEM | SA1 | 127 | 153302 | BOLINF1 | Gas Turbine | OCGT | Natural Gas | BOLIVPS1 | Scheduled | 1 |  | 32.1 |  | 32.1 |  | In Service |  | 2045 |  | 2026-03-10 | 2026-05-19 10:24 | 31.4 | 27.1 | 24.8 | 31.4 | 27.1 | 24.8 | 31.4 | 27.1 | 24.8 | 31.4 | 27.1 | 24.8 | 31.4 | 27.1 | 24.8 | 31.4 | 27.1 | 24.8 | 31.4 | 27.1 | 24.8 | 31.4 | 27.1 | 24.8 | 31.4 | 27.1 | 24.8 | 31.4 | 27.1 | 24.8
1533 | Bolivar Power Station |  | Iberdrola Australia Energy Markets Pty Limited | BBPEM | SA1 | 127 | 153303 | BOLINF2 | Gas Turbine | OCGT | Natural Gas | BOLIVPS1 | Scheduled | 1 |  | 32.1 |  | 32.1 |  | In Service |  | 2045 |  | 2026-03-10 | 2026-05-19 10:24 | 31.4 | 27.1 | 24.8 | 31.4 | 27.1 | 24.8 | 31.4 | 27.1 | 24.8 | 31.4 | 27.1 | 24.8 | 31.4 | 27.1 | 24.8 | 31.4 | 27.1 | 24.8 | 31.4 | 27.1 | 24.8 | 31.4 | 27.1 | 24.8 | 31.4 | 27.1 | 24.8 | 31.4 | 27.1 | 24.8
1533 | Bolivar Power Station |  | Iberdrola Australia Energy Markets Pty Limited | BBPEM | SA1 | 127 | 153304 | BOLINF3 | Gas Turbine | OCGT | Natural Gas | BOLIVPS1 | Scheduled | 1 |  | 32.1 |  | 32.1 |  | In Service |  | 2045 |  | 2026-03-10 | 2026-05-19 10:24 | 31.4 | 27.1 | 24.8 | 31.4 | 27.1 | 24.8 | 31.4 | 27.1 | 24.8 | 31.4 | 27.1 | 24.8 | 31.4 | 27.1 | 24.8 | 31.4 | 27.1 | 24.8 | 31.4 | 27.1 | 24.8 | 31.4 | 27.1 | 24.8 | 31.4 | 27.1 | 24.8 | 31.4 | 27.1 | 24.8
1533 | Bolivar Power Station |  | Iberdrola Australia Energy Markets Pty Limited | BBPEM | SA1 | 127 | 153305 | BOLINF4 | Gas Turbine | OCGT | Natural Gas | BOLIVPS1 | Scheduled | 1 |  | 32.1 |  | 32.1 |  | In Service |  | 2045 |  | 2026-03-10 | 2026-05-19 10:24 | 31.4 | 27.1 | 24.8 | 31.4 | 27.1 | 24.8 | 31.4 | 27.1 | 24.8 | 31.4 | 27.1 | 24.8 | 31.4 | 27.1 | 24.8 | 31.4 | 27.1 | 24.8 | 31.4 | 27.1 | 24.8 | 31.4 | 27.1 | 24.8 | 31.4 | 27.1 | 24.8 | 31.4 | 27.1 | 24.8
1393 | Bolivar Waste Water Treatment |  | South Australian Water Corporation | SAWCML | SA1 | 17.5 | 139304 | BOWWBA1 | Battery Storage | Lithium-ion |  | BOWWBA1 | Scheduled | 1 |  | 2.52 |  | 2.52 | 5.04 | In Service |  | 2045 |  | 2026-03-10 | 2026-03-11 12:37 | 2.2 | 2.1 | 2 | 2.2 | 2.1 | 2 | 2.2 | 2.1 | 2 | 2.2 | 2.1 | 2 | 2.2 | 2.1 | 2 | 2.2 | 2.1 | 2 | 2.2 | 2.1 | 2 | 2.2 | 2.1 | 2 | 2.2 | 2.1 | 2 | 2.2 | 2.1 | 2 | 4.4 | 4 | 4.4 | 4 | 4.4 | 4 | 4.4 | 4 | 4.4 | 4 | 4.4 | 4 | 4.4 | 4 | 4.4 | 4 | 4.4 | 4 | 4.4 | 4
1393 | Bolivar Waste Water Treatment |  | South Australian Water Corporation | SAWCML | SA1 | 17.5 | 139305 | BOWWPV1 | Solar PV | Fixed |  | BOWWPV1 | Semi-scheduled | 3 |  | 2.75 |  | 8.25 |  | In Service |  | 2041 |  | 2026-03-10 | 2026-03-11 12:37 | 6.9 | 6.3 | 6.15 | 6.9 | 6.3 | 6.15 | 6.9 | 6.3 | 6.15 | 6.9 | 6.3 | 6.15 | 6.9 | 6.3 | 6.15 | 6.9 | 6.3 | 6.15 | 6.9 | 6.3 | 6.15 | 6.9 | 6.3 | 6.15 | 6.9 | 6.3 | 6.15 | 6.9 | 6.3 | 6.15
1393 | Bolivar Waste Water Treatment |  | South Australian Water Corporation | SAWCML | SA1 | 17.5 | 139306 | Bolivar waste water treament:1-4 | Gas Turbine | OCGT | Biofuel/Biomass |  | Non-scheduled | 3 |  | 2.5 |  | 7.5 |  | In Service |  | 2045 |  | 2026-03-10 | 2026-03-11 12:37
1554 | Bomen Solar Farm |  | Spark Infrastructure Holdings No. 6 Pty Limited | BOMENSF | NSW1 | 100 | 155401 | Bomen Solar Farm: Units 1-44 | Solar PV | Single Axis Tracking |  | BOMENSF1 | Semi-scheduled | 44 | 2.75 | 2.75 | 121 | 121 |  | In Service |  | 2050 |  | 2026-03-10 | 2026-05-22 10:17 | 99.88 | 99 | 97.68 | 99.88 | 99 | 97.68 | 99.88 | 99 | 97.68 | 99.88 | 99 | 97.68 | 99.88 | 99 | 97.68 | 99.88 | 99 | 97.68 | 99.88 | 99 | 97.68 | 99.88 | 99 | 97.68 | 99.88 | 99 | 97.68 | 99.88 | 99 | 97.68
2888 | Bonnie Brae Hybrid Plant | N00205 | Barathrum Energy Pty Ltd | baraenergy_nr | NSW1 | 70 | 288801 | BBHBESS | Battery Storage | Lithium-ion |  |  | Scheduled | 1 |  | 70 |  | 70 | 260 | Publicly Announced |  |  |  | 2026-03-10 | 2025-03-15 00:59
1906 | Bonshaw Solar Farm | N00008 | GAIA Australia Pty Ltd | gaiaau_NR | NSW1 | 200 | 190603 | BONSHWSF | Solar PV | Single Axis Tracking |  |  | Semi-scheduled | 1 |  | 100 |  | 100 |  | Publicly Announced | 2027-05-31 | 2053 |  | 2026-12-05 | 2026-05-28 22:06
2614 | Bookaar Solar Farm | V00118 | Bookaar Renewables Pty ltd | infinergypacific_NR | VIC1 | 230 | 261401 | BKSF_GU1 | Solar PV | Fixed |  |  | Semi-scheduled | 1 |  | 230 |  | 230 |  | Publicly Announced |  |  |  | 2026-12-05 | 2025-06-22 06:23
3019 | Bookham WF and BESS |  | Bookham Wind Farm Pty Ltd | squadronenergy_NR | NSW1 | 1160 | 301901 | BHBS_GU1 | Battery Storage | Lithium-ion |  |  | Scheduled | 1 | 400 | 400 | 400 | 400 | 400 | Publicly Announced | 2031-07-01 | 2049 |  | 2026-03-10 | 2026-04-07 01:33
3019 | Bookham WF and BESS |  | Bookham Wind Farm Pty Ltd | squadronenergy_NR | NSW1 | 1160 | 301902 | BHWF_GU1 | Wind | Onshore |  |  | Semi-scheduled | 60 | 8 | 8 | 480 | 480 |  | Publicly Announced | 2032-01-01 | 2060 |  | 2026-03-10 | 2026-04-07 01:33
2519 | Boomber Green Energy Hub |  | Boomer Green Energy Hub Pty Ltd (a subsidiary of the Ark Energy Group) | arkenergy_nr | QLD1 | 1300 | 251901 | BMR | Wind | Onshore |  |  | Semi-scheduled | 152 |  | 7.8 |  | 1185.6 |  | Publicly Announced |  |  |  | 2026-03-10 | 2025-03-13 01:36
2567 | Boomer Green Energy Hub | Q00091 | ARK Energy Corporation Pty Ltd | arkenergy_nr | QLD1 | 500 | 256701 | BGEP_GU1 | Other | Other |  |  | Semi-scheduled | 1 |  | 800 |  | 800 |  | Publicly Announced |  |  |  | 2026-03-10 | 2025-03-13 01:44
3035 | Boort Wind Farm |  | feraaustralia_nr | feraaustralia_nr | VIC1 | 1000 | 303501 | BWF_GU1 | Wind | Onshore |  |  | Semi-scheduled | 125 |  | 8 |  | 1000 |  | Publicly Announced | 2031-09-30 | 2065 |  | 2026-03-10 | 2026-05-22 16:29
3266 | Borambola Hybrid - KCI | N00290 | British Solar Renewables Pty Ltd | britishsolar_nr | NSW1 | 90 | 326601 | Borambola Hybrid Solar | Solar PV | Single Axis Tracking |  |  | Semi-scheduled | 20 | 6.5 | 5 | 130 | 100 |  | Publicly Announced | 2031-08-01 | 2061 |  | 2026-03-10 | 2026-05-29 13:15
3266 | Borambola Hybrid - KCI | N00290 | British Solar Renewables Pty Ltd | britishsolar_nr | NSW1 | 90 | 326602 | Borambola Hybrid BESS | Battery Storage | Lithium-ion |  |  | Scheduled | 24 | 6.7 | 5.15 | 160.8 | 123.6 | 494.4 | Publicly Announced | 2031-08-01 | 2051 |  | 2026-03-10 | 2026-05-29 13:15
3016 | Boree Solar Project |  | Venn Energy Pty Ltd | vennenergy_nr | NSW1 | 150 | 301601 | BSF_GU1 | Solar PV | Single Axis Tracking |  |  | Semi-scheduled | 41 | 4.5 | 4.4 | 184.5 | 180.4 |  | Publicly Announced | 2029-12-25 | 2059 |  | 2026-12-05 | 2026-05-07 10:03
3277 | Boro Hybrid Solar Farm and BESS |  | SAMSUNG C&amp;amp;T RENEWABLE ENERGY AUSTRALIA PTY LTD | samsung_NR | NSW1 | 300 | 327702 | Boro Solar Farm | Solar PV | Single Axis Tracking |  |  | Semi-scheduled | 46 | 4.2 | 4.2 | 193.2 | 193.2 |  | Publicly Announced | 2029-10-31 | 2059 |  |  | 2026-05-19 13:44
3277 | Boro Hybrid Solar Farm and BESS |  | SAMSUNG C&amp;amp;T RENEWABLE ENERGY AUSTRALIA PTY LTD | samsung_NR | NSW1 | 300 | 327703 | Boro BESS | Battery Storage | Lithium-ion |  |  | Scheduled | 86 | 4.2 | 4.2 | 361.2 | 361.2 | 1032 | Publicly Announced | 2029-10-31 | 2059 |  |  | 2026-05-19 13:44
1921 | Borumba |  | Queensland Hydro | qldhydro_NR | QLD1 | 2000 | 192102 | Borumba | Hydro | Pumped Hydro |  |  | Scheduled | 6 |  | 333 |  | 1998 | 48000 | Anticipated | 2035-07-31 | 2134 |  | 2026-12-05 | 2026-05-18 09:16
2003 | Boulder Creek Wind Farm | Q00013 | Boulder Creek Wind Farm Pty Ltd as trustee for BCWF Unit Trust and BCWF 2 Pty Limited | CSENERGY | QLD1 | 228 | 200302 | BCWF_GU1 | Wind | Onshore |  |  | Semi-scheduled | 38 |  | 5.82 |  | 221.16 |  | Committed | 2027-12-31 | 2067 |  | 2026-12-05 | 2026-05-12 11:03 | 0 | 0 | 0 | 0 | 221.008 | 106.21 | 221.008 | 221.008 | 106.21 | 221.008 | 221.008 | 106.21 | 221.008 | 221.008 | 106.21 | 221.008 | 221.008 | 106.21 | 221.008 | 221.008 | 106.21 | 221.008 | 221.008 | 106.21 | 221.008 | 221.008 | 106.21 | 221.008 | 221.008 | 106.21
1873 | Bouldercombe Battery project | Q00004 | Genex Power Limited | genexpower_NR | QLD1 | 50 | 187301 | BLDRCMB1 | Battery Storage | Lithium-ion |  | BBATTERY1 | Scheduled | 40 | 1.25 | 1.25 | 50 | 50 | 100 | In Service |  | 2042 |  | 2026-03-10 | 2026-03-24 15:19 | 50 | 50 | 50 | 50 | 50 | 50 | 50 | 50 | 50 | 50 | 50 | 50 | 50 | 50 | 50 | 46 | 46 | 46 | 46 | 46 | 46 | 46 | 46 | 46 | 46 | 46 | 46 | 46 | 46 | 46 | 100 | 100 | 100 | 100 | 100 | 100 | 100 | 100 | 100 | 100 | 92 | 92 | 92 | 92 | 92 | 92 | 92 | 92 | 92 | 92
2712 | Bouldercombe Battery project - Stage 2 - KCI | Q00150 | Genex Power Limited | genexpower_NR | QLD1 | 50 | 271201 | Bouldercombe Battery Project Stage 2 | Battery Storage | Lithium-ion |  |  | Scheduled | 1 |  | 50 |  | 50 | 50 | Publicly Announced | 2029-12-31 |  |  | 2026-03-10 | 2026-04-16 09:30
2653 | Boulka Park BESS | V00136 | The Trustee for X-ELIO BOULKA PARK TRUST | x-elio_NR | VIC1 | 250 | 265301 | BPBS_GU1 | Battery Storage | Lithium-ion |  |  | Scheduled | 1 |  | 250 |  | 250 | 500 | Publicly Announced |  |  |  | 2026-03-10 | 2025-03-13 23:48
2816 | Boulka Park Solar Farm | V00136 | The Trustee for X-ELIO BOULKA PARK TRUST | x-elio_NR | VIC1 | 100 | 281601 | BPSF_GU1 | Solar PV | Single Axis Tracking |  |  | Semi-scheduled | 1 |  | 100 |  | 100 |  | Publicly Announced |  |  |  | 2026-03-10 | 2025-03-13 23:50
2869 | Bowen Basin Sun Farm - KCI | Q00066 | Bowen Basin Sun Farm Pty Ltd |  | QLD1 | 130 | 286901 | BBSF_GU1 | Solar PV | Fixed |  |  | Semi-scheduled | 1 |  | 130 |  | 130 |  | Publicly Announced |  |  |  | 2026-03-10 | 2025-01-13 18:28
3153 | Bowmans Creek BESS |  | Ark Energy | arkenergy_nr | NSW1 | 250 | 315301 | BCBS_GU1 | Battery Storage | Lithium-ion |  |  | Scheduled | 1 |  | 250 |  | 250 | 2000 | Publicly Announced |  |  |  | 2026-12-05 | 2026-02-09 13:40
2005 | Bowmans Creek Wind Farm | N00061 | ARK Energy Corporation Pty Ltd | arkenergy_nr | NSW1 | 347 | 200501 | BC_GU1 | Wind | Onshore |  |  | Semi-scheduled | 56 |  | 6.19 |  | 346.64 |  | Publicly Announced |  |  |  | 2026-03-10 | 2025-03-13 01:20
3183 | Bowning Hybrid Plant | N00277, N00278 | BSR EPC Pty Ltd |  | NSW1 | 90 | 318301 | BOW_GU1 | Solar PV | Fixed |  |  | Semi-scheduled | 1 |  | 90 |  | 90 |  | Publicly Announced |  |  |  | 2026-03-10 | 2026-01-22 16:34
3183 | Bowning Hybrid Plant | N00277, N00278 | BSR EPC Pty Ltd |  | NSW1 | 90 | 318302 | BOW_GU2 | Battery Storage | Lithium-ion |  |  | Scheduled | 20 |  | 5 |  | 100 |  | Publicly Announced |  |  |  | 2026-03-10 | 2026-01-22 16:34
1026 | Braemar |  | Braemar Power Project Pty Ltd | NEWGEN | QLD1 | 564 | 102601 | Braemar:BRAEMAR1 | Gas Turbine | OCGT | Natural Gas | BRAEMAR1 | Scheduled | 1 |  | 188 |  | 188 |  | In Service |  | 2046 |  | 2026-03-10 | 2026-03-12 16:21 | 181 | 173 | 167 | 181 | 173 | 167 | 181 | 173 | 167 | 181 | 173 | 167 | 181 | 173 | 167 | 181 | 173 | 167 | 181 | 173 | 167 | 181 | 173 | 167 | 181 | 173 | 167 | 181 | 173 | 167
1026 | Braemar |  | Braemar Power Project Pty Ltd | NEWGEN | QLD1 | 564 | 102602 | Braemar:BRAEMAR2 | Gas Turbine | OCGT | Natural Gas | BRAEMAR2 | Scheduled | 1 |  | 188 |  | 188 |  | In Service |  | 2046 |  | 2026-03-10 | 2026-03-12 16:21 | 181 | 173 | 167 | 181 | 173 | 167 | 181 | 173 | 167 | 181 | 173 | 167 | 181 | 173 | 167 | 181 | 173 | 167 | 181 | 173 | 167 | 181 | 173 | 167 | 181 | 173 | 167 | 181 | 173 | 167
1026 | Braemar |  | Braemar Power Project Pty Ltd | NEWGEN | QLD1 | 564 | 102603 | Braemar:BRAEMAR3 | Gas Turbine | OCGT | Natural Gas | BRAEMAR3 | Scheduled | 1 |  | 188 |  | 188 |  | In Service |  | 2046 |  | 2026-03-10 | 2026-03-12 16:21 | 181 | 173 | 167 | 181 | 173 | 167 | 181 | 173 | 167 | 181 | 173 | 167 | 181 | 173 | 167 | 181 | 173 | 167 | 181 | 173 | 167 | 181 | 173 | 167 | 181 | 173 | 167 | 181 | 173 | 167
1027 | Braemar 2 Power Station |  | Arrow Braemar 2 Pty Ltd and Arrow Southern Generation Pty Ltd T/A NewGen Braemar 2 Partnership | B2PS | QLD1 | 519 | 102701 | Braemar 2 Power Station:Braemar5 | Gas Turbine | OCGT | Natural Gas | BRAEMAR5 | Scheduled | 1 |  | 165 |  | 165 |  | In Service |  | 2049 |  | 2026-03-10 | 2026-03-16 10:39 | 173 | 155 | 155 | 173 | 155 | 155 | 173 | 155 | 155 | 173 | 155 | 155 | 173 | 165 | 165 | 173 | 165 | 165 | 173 | 165 | 165 | 173 | 165 | 165 | 173 | 165 | 165 | 173 | 165 | 165
1027 | Braemar 2 Power Station |  | Arrow Braemar 2 Pty Ltd and Arrow Southern Generation Pty Ltd T/A NewGen Braemar 2 Partnership | B2PS | QLD1 | 519 | 102702 | Braemar 2 Power Station:Braemar6 | Gas Turbine | OCGT | Natural Gas | BRAEMAR6 | Scheduled | 1 |  | 165 |  | 165 |  | In Service |  | 2049 |  | 2026-03-10 | 2026-03-16 10:39 | 173 | 155 | 155 | 173 | 155 | 155 | 173 | 155 | 155 | 173 | 155 | 155 | 173 | 165 | 165 | 173 | 165 | 165 | 173 | 165 | 165 | 173 | 165 | 165 | 173 | 165 | 165 | 173 | 165 | 165
1027 | Braemar 2 Power Station |  | Arrow Braemar 2 Pty Ltd and Arrow Southern Generation Pty Ltd T/A NewGen Braemar 2 Partnership | B2PS | QLD1 | 519 | 102703 | Braemar 2 Power Station:Braemar7 | Gas Turbine | OCGT | Natural Gas | BRAEMAR7 | Scheduled | 1 |  | 165 |  | 165 |  | In Service |  | 2049 |  | 2026-03-10 | 2026-03-16 10:39 | 173 | 155 | 155 | 173 | 155 | 155 | 173 | 155 | 155 | 173 | 155 | 155 | 173 | 165 | 165 | 173 | 165 | 165 | 173 | 165 | 165 | 173 | 165 | 165 | 173 | 165 | 165 | 173 | 165 | 165
3077 | Braemar BESS | Q00210 | Braemar Power Project Pty Ltd | alinta_nr | QLD1 | 500 | 307701 | BMBS_GU1 | Battery Storage | Lithium-ion |  |  | Scheduled | 1 |  | 500 |  | 500 | 2000 | Publicly Announced | 2030-06-30 | 2050 |  | 2026-03-10 | 2026-03-23 10:57
2978 | Bremer Battery 1 | Q00211 | Libra Energy Pty Ltd | libraenergy_nr | QLD1 | 212 | 297801 | BMBS_GU1 | Battery Storage | Lithium-ion |  |  | Scheduled | 1 |  | 212 |  | 212 |  | Publicly Announced |  |  |  | 2025-09-01 | 2025-04-02 16:53
2979 | Bremer Battery 2 | Q00212 | Libra Energy Pty Ltd | libraenergy_nr | QLD1 | 212 | 297901 | BMBS_GU2 | Battery Storage | Lithium-ion |  |  | Scheduled | 1 |  | 212 |  | 212 |  | Publicly Announced |  |  |  | 2025-09-01 | 2025-04-02 16:58
2980 | Bremer Battery 3 | Q00213 | Libra Energy Pty Ltd | libraenergy_nr | QLD1 | 212 | 298001 | BMBS_GU3 | Battery Storage | Lithium-ion |  |  | Scheduled | 1 |  | 212 |  | 212 |  | Publicly Announced |  |  |  | 2025-09-01 | 2025-04-02 17:15
2981 | Bremer Battery 4 | Q00214 | Libra Energy Pty Ltd | libraenergy_nr | QLD1 | 212 | 298101 | BMBS_GU4 | Battery Storage | Lithium-ion |  |  | Scheduled | 1 |  | 212 |  | 212 |  | Publicly Announced |  |  |  | 2025-09-01 | 2025-04-02 17:12
2526 | Brendale BESS | Q00037 | Brendale Battery ProjectCo Pty Lt | akayshaenergy_NR | QLD1 | 205 | 252601 | BDBS_GU1 | Battery Storage | Lithium-ion |  | BRNDBES1 | Scheduled | 112 | 1.83 | 1.83 | 204.96 | 204.96 | 409.92 | In Service | 2026-01-15 | 2066 |  | 2026-03-10 | 2026-05-25 09:39 | 204.96 | 184.464 | 184.464 | 204.96 | 184.464 | 184.464 | 204.96 | 184.464 | 184.464 | 204.96 | 184.464 | 184.464 | 204.96 | 184.464 | 184.464 | 204.96 | 184.464 | 184.464 | 204.96 | 184.464 | 184.464 | 204.96 | 184.464 | 184.464 | 204.96 | 184.464 | 184.464 | 204.96 | 184.464 | 184.464 | 409.92 | 367.36 | 409.92 | 367.36 | 409.92 | 367.36 | 409.92 | 367.36 | 409.92 | 367.36 | 409.92 | 367.36 | 409.92 | 367.36 | 409.92 | 367.36 | 409.92 | 367.36 | 409.92 | 367.36
1592 | Brewongle Solar Farm | N00221 | Edify Energy Pty Ltd | edifyenergy_NR | NSW1 | 100 | 159201 | BWSF_GU1 | Solar PV | Other |  |  | Semi-scheduled | 1 |  | 100 |  | 100 |  | Publicly Announced |  |  |  | 2026-03-10 | 2025-12-16 17:38
1686 | Bridle Track Solar Project |  | ACEN Renewables | acenaustralia_NR | SA1 | 300 | 168601 | Bridle Track Solar Project:1 | Solar PV | Single Axis Tracking |  |  | Semi-scheduled | 1 |  | 300 |  | 300 |  | Publicly Announced |  | 2051 |  | 2026-03-10 | 2025-03-19 03:01
2568 | Brigalow GT (Kogan Creek GT) | Q00083 | CSE H2 Pty Ltd | CSENERGY | QLD1 | 400 | 256801 | KCGT_GU1 | Gas Turbine | OCGT | Natural Gas |  | Scheduled | 12 |  | 33.3 |  | 399.6 |  | Anticipated | 2028-12-31 | 2059 |  | 2026-12-05 | 2026-05-12 11:04 | 0 | 0 | 0 | 0 | 0 | 0 | 0 | 400 | 400 | 400 | 400 | 400 | 400 | 400 | 400 | 400 | 400 | 400 | 400 | 400 | 400 | 400 | 400 | 400 | 400 | 400 | 400 | 400 | 400 | 400
2652 | Brinkworth BESS | S00061 | Brinkworth Solar Farm Pty Ltd | akayshaenergy_NR | SA1 | 250 | 265201 | BKBS_GU1 | Battery Storage | Lithium-ion |  |  | Scheduled | 60 | 4.12 | 4.17 | 247.2 | 250.2 | 1000.2 | Anticipated | 2029-05-03 | 2050 |  | 2026-03-10 | 2026-06-08 09:36 | 0 | 0 | 0 | 0 | 0 | 0 | 0 | 0 | 0 | 250.02 | 250 | 225.18 | 250.02 | 250 | 225.18 | 250.02 | 250 | 225.18 | 250.02 | 250 | 225.18 | 250.02 | 250 | 225.18 | 250.02 | 250 | 225.18 | 250.02 | 250 | 225.18 | 0 | 0 | 0 | 0 | 0 | 0 | 1000 | 1000 | 1000 | 1000 | 1000 | 1000 | 1000 | 1000 | 1000 | 1000 | 1000 | 1000 | 1000 | 1000
1718 | Broadsound Solar Farm | Q00021 | Broadsound Solar Farm Pty Ltd | iberdrola_NR | QLD1 | 296 | 171801 | Broad SF | Solar PV | Single Axis Tracking |  | BRDDSF01 | Semi-scheduled | 92 | 4 | 4 | 368 | 368 |  | In Commissioning | 2026-08-31 | 2056 |  | 2026-12-05 | 2026-05-19 09:54 | 295.964 | 295.964 | 295.964 | 295.964 | 295.964 | 295.964 | 295.964 | 295.964 | 295.964 | 295.964 | 295.964 | 295.964 | 295.964 | 295.964 | 295.964 | 295.964 | 295.964 | 295.964 | 295.964 | 295.964 | 295.964 | 295.964 | 295.964 | 295.964 | 295.964 | 295.964 | 295.964 | 295.964 | 295.964 | 295.964
2891 | Broadsound_BESS |  | Broadsound Solar Farm Pty Ltd | iberdrola_NR | QLD1 | 180 | 289101 | BROADSOUND BESS | Battery Storage | Lithium-ion |  | BRDDBES1 | Scheduled | 100 | 2.4 | 2.4 | 240 | 240 | 360 | Committed | 2026-07-20 | 2056 |  | 2026-12-05 | 2026-05-19 09:42 | 180 | 180 | 180 | 180 | 180 | 180 | 180 | 180 | 180 | 180 | 180 | 180 | 180 | 180 | 180 | 180 | 180 | 180 | 180 | 180 | 180 | 180 | 180 | 180 | 180 | 180 | 180 | 180 | 180 | 180 | 360 | 360 | 360 | 360 | 360 | 360 | 360 | 360 | 360 | 360 | 360 | 360 | 360 | 360 | 360 | 360 | 360 | 360 | 360 | 360
1439 | Broadwater |  | Cape Byron Management PTY LTD | cbpower_NR | NSW1 | 38 | 143903 | BWR | Gas Turbine | Steam Turbine | Biofuel/Biomass | BWTR1 | Non-scheduled | 1 |  | 38 |  | 38 |  | In Service |  | 2038 |  | 2026-03-10 | 2026-03-27 12:50
2172 | Broken Hill BESS | N00067 | MACQGEN | MACQGEN | NSW1 | 50 | 217201 | BKBESS1 | Battery Storage | Lithium-ion |  | BHB1 | Scheduled | 44 | 1.37 | 1.37 | 60.28 | 60.28 | 60.28 | In Service |  | 2043 |  | 2026-03-10 | 2026-03-24 09:33 | 50 | 50 | 50 | 50 | 50 | 50 | 50 | 50 | 50 | 50 | 50 | 50 | 50 | 50 | 50 | 50 | 50 | 50 | 50 | 50 | 50 | 50 | 50 | 50 | 50 | 50 | 50 | 50 | 50 | 50 | 50 | 50 | 50 | 50 | 50 | 50 | 50 | 50 | 50 | 50 | 50 | 50 | 50 | 50 | 50 | 50 | 50 | 50 | 50 | 50
1030 | Broken Hill GT |  | Transgrid | TRANSGP | NSW1 | 50 | 103001 | Broken Hill GT:1-2 | Gas Turbine | OCGT | Diesel/ Fuel Oil | GB01 | Non-scheduled | 1 |  | 50 |  | 50 |  | In Service |  | 2027 |  | 2025-12-01 | 2025-12-09 21:30
1266 | Broken Hill Solar Plant |  | PARF Company 6 Pty Limited | SNOWTOWN | NSW1 | 53 | 126601 | Broken Hill Solar Plant:Units 1-40 | Solar PV | Fixed |  | BROKENH1 | Semi-scheduled | 40 |  | 1.33 |  | 53.2 |  | In Service |  | 2043 |  | 2026-03-10 | 2025-03-20 23:23 | 53 | 53 | 53 | 53 | 53 | 53 | 53 | 53 | 53 | 53 | 53 | 53 | 53 | 53 | 53 | 53 | 53 | 53 | 53 | 53 | 53 | 53 | 53 | 53 | 53 | 53 | 53
2860 | Brooklyn LFG U1-3 |  | EDL LFG Vic Pty Ltd |  | VIC1 | 2.83 | 286001 | BLPS_GU1 | Other | Other |  | BROOKLYN | Non-scheduled | 1 |  | 2.83 |  | 2.83 |  | Withdrawn |  | 2050 | 2026-06-05 | 2026-03-10 | 2024-10-10 23:46
2076 | Brown Mountain Hydro Power Station |  | Cochrane Dam Pty Ltd |  | NSW1 | 5 | 207601 | Brown Mo | Hydro | Dam |  | BROWNMT | Non-scheduled | 1 |  | 5 |  | 5 |  | In Service |  |  |  | 2026-03-10 | 2022-09-26 21:27
1031 | Browns Plains |  | EDL LFG (Qld) Pty Ltd | EDLLFGQ | QLD1 | 2 | 103101 | Browns Plains:1 | Other | Other |  | BPLANDF1 | Non-scheduled | 1 |  | 1.03 |  | 1.03 |  | In Service |  | 2040 |  | 2026-03-10 | 2026-03-27 16:11
1031 | Browns Plains |  | EDL LFG (Qld) Pty Ltd | EDLLFGQ | QLD1 | 2 | 103102 | Browns Plains:2 | Other | Other |  | BPLANDF1 | Non-scheduled | 1 |  | 1.15 |  | 1.15 |  | In Service |  | 2050 |  | 2026-03-10 | 2026-03-27 16:11
3300 | Brushy Creek Solar Farm and BESS - KCI | N00307 | British Solar Renewables Pty Ltd | britishsolar_nr | NSW1 | 700 | 330001 | Brushy Creek - Solar | Solar PV | Fixed |  |  | Semi-scheduled | 1 |  | 300 |  | 300 |  | Publicly Announced |  |  |  |  | 2026-06-30 11:26
3300 | Brushy Creek Solar Farm and BESS - KCI | N00307 | British Solar Renewables Pty Ltd | britishsolar_nr | NSW1 | 700 | 330002 | Brushy Creek - BESS | Battery Storage | Lithium-ion |  |  | Scheduled | 1 |  | 400 |  | 400 |  | Publicly Announced |  |  |  |  | 2026-06-30 11:26
3025 | Bulabul BESS 1 | N00055 | WEBESS01 ProjectCo Pty Ltd as trustee for WEBESS01 Project Trust | ampyrenergy_nr | NSW1 | 300 | 302501 | BULABUL1 | Battery Storage | Lithium-ion |  |  | Scheduled | 1 | 300 | 300 | 300 | 300 | 600 | Committed | 2027-04-12 | 2065 |  | 2026-12-05 | 2026-05-28 10:07 | 0 | 0 | 0 | 300 | 300 | 300 | 300 | 300 | 300 | 300 | 300 | 300 | 300 | 300 | 300 | 300 | 300 | 300 | 300 | 300 | 300 | 300 | 300 | 300 | 300 | 300 | 300 | 300 | 300 | 300 | 0 | 0 | 600 | 600 | 567 | 567 | 549.6 | 549.6 | 534.6 | 534.6 | 520.8 | 520.8 | 508.2 | 508.2 | 496.2 | 496.2 | 484.8 | 484.8 | 472 | 472
2699 | Bulabul BESS 2 | N00166 | WEBESS02 ProjectCo Pty Ltd as trustee for the WEBESS02 Project Trust | ampyrenergy_nr | NSW1 | 100 | 269901 | BULABUL2 | Battery Storage | Lithium-ion |  |  | Scheduled | 1 | 100 | 100 | 100 | 100 | 400 | Publicly Announced | 2028-04-03 | 2065 |  | 2026-12-05 | 2026-05-25 17:00
1590 | Bulgana Green Power Hub - BESS |  | Bulgana Wind Farm Pty Ltd | storenergy_nr | VIC1 | 20 | 159001 | Bulgana Green Power Hub - BESS:1 | Battery Storage | Lithium-ion |  | BULBES1 | Scheduled | 40 | 0.5 | 0.5 | 20 | 20 | 34 | In Service |  | 2049 |  | 2026-03-10 | 2026-03-31 15:00 | 20 | 20 | 20 | 20 | 20 | 20 | 20 | 20 | 20 | 20 | 20 | 20 | 20 | 20 | 20 | 20 | 20 | 20 | 20 | 20 | 20 | 20 | 20 | 20 | 20 | 20 | 20 | 20 | 20 | 20 | 34 | 34 | 34 | 34 | 34 | 34 | 34 | 34 | 34 | 34 | 34 | 34 | 34 | 34 | 34 | 34 | 34 | 34 | 34 | 34
1289 | Bulgana Green Power Hub - Wind Farm |  | Storenergy | storenergy_nr | VIC1 | 204.4 | 128901 | BULGANA1 | Wind | Onshore |  | BULGANA1 | Semi-scheduled | 55 | 3.65 | 3.65 | 200.75 | 200.75 |  | In Service |  | 2049 |  | 2026-03-10 | 2026-03-31 15:03 | 204.4 | 204.4 | 204.4 | 204.4 | 204.4 | 204.4 | 204.4 | 204.4 | 204.4 | 204.4 | 204.4 | 204.4 | 204.4 | 204.4 | 204.4 | 204.4 | 204.4 | 204.4 | 204.4 | 204.4 | 204.4 | 204.4 | 204.4 | 204.4 | 204.4 | 204.4 | 204.4 | 204.4 | 204.4 | 204.4
2532 | Bullawah Wind Farm – Stage 1 | N00122 | Bullawah Wind Farm Pty Ltd | baywa-re_NR | NSW1 | 312 | 253201 | BWF_GU1 | Wind | Onshore |  |  | Semi-scheduled | 52 |  | 6 |  | 312 |  | Publicly Announced | 2029-12-09 | 2057 |  | 2026-12-05 | 2026-05-06 11:06
3053 | Bullawah Wind Farm Stage 2 | N00240 | Bullawah Wind Farm Stage 2 Pty Ltd | baywa-re_NR | NSW1 | 262.3 | 305301 | Bullawah Wind Farm Stage 2 | Wind | Onshore |  |  | Semi-scheduled | 46 |  | 6 |  | 276 |  | Publicly Announced | 2029-02-13 | 2064 |  | 2026-12-05 | 2026-05-06 11:03
2414 | Bulli Creek Battery | Q00151 | Genex Power Limited | genexpower_NR | QLD1 | 600 | 241401 | Bulli Creek Battery | Battery Storage | Lithium-ion |  |  | Scheduled | 1 |  | 600 |  | 600 | 2400 | Publicly Announced | 2028-12-31 | 2050 |  | 2026-03-10 | 2026-03-24 15:22
2666 | Bulli Creek BESS (Trina) | Q00136 | Bulli Creek Hybrid Nominee Pty Ltd on behalf of Bulli Creek Hybrid Trust | trinasolar_nr | QLD1 | 750 | 266601 | BCBS_GU1 | Battery Storage | Lithium-ion |  |  | Scheduled | 160 |  | 5 |  | 800 |  | Publicly Announced | 2028-12-01 | 2059 |  | 2026-03-10 | 2026-04-13 13:44
1417 | Bulli Creek Solar Farm | Q00077 | Genex Power Limited | genexpower_NR | QLD1 | 775 | 141702 | Bulli Ck Solar Farm | Solar PV | Single Axis Tracking |  |  | Semi-scheduled | 232 | 4 | 3.34 | 928 | 774.88 |  | Publicly Announced | 2030-12-31 | 2060 |  | 2026-03-10 | 2026-03-24 15:33
2665 | Bulli Creek Solar Farm (Trina) | Q00136 | Bulli Creek Hybrid Nominee Pty Ltd on behalf of Bulli Creek Hybrid Trust | trinasolar_nr | QLD1 | 450 | 266501 | BCSF_GU1 | Solar PV | Single Axis Tracking |  |  | Semi-scheduled | 110 |  | 5 |  | 550 |  | Publicly Announced | 2028-12-01 | 2059 |  | 2026-03-10 | 2026-04-02 11:40
2125 | Bullyard Solar Farm |  | EE Solar 9 Pty Ltd as trustee for the EE Solar 9 Trust | europeanenergy_nr | QLD1 | 97 | 212501 | Bullyard | Solar PV | Single Axis Tracking |  |  | Semi-scheduled | 1 | 98.94 | 97 | 98.94 | 97 |  | Anticipated | 2027-04-30 | 2057 |  | 2026-12-05 | 2026-05-27 13:21 | 0 | 0 | 0 | 90 | 97 | 97 | 90 | 97 | 97 | 90 | 97 | 97 | 90 | 97 | 97 | 90 | 97 | 97 | 90 | 97 | 97 | 90 | 97 | 97 | 90 | 97 | 97 | 90 | 97 | 97
2909 | Bundaberg Renewable Energy Park | Q00101 | Bundaberg Renewable Energy Park | bundabergep_nr | QLD1 | 500 | 290901 | BRBS_GU1 | Battery Storage | Lithium-ion |  |  | Scheduled | 1 |  | 500 |  | 500 |  | Publicly Announced |  |  |  | 2025-09-01 | 2025-01-10 01:05
1711 | Bundaberg Solar Farm |  | Bundaberg Development Pty Ltd | globalpower-generation_NR | QLD1 | 78 | 171101 | Bundaberg SF | Solar PV | Single Axis Tracking |  | BUSF1 | Semi-scheduled | 1 | 96.06 | 78 | 96.06 | 78 |  | In Commissioning | 2026-06-26 | 2055 |  | 2026-03-10 | 2026-06-08 14:36 | 78 | 78 | 78 | 78 | 78 | 78 | 78 | 78 | 78 | 78 | 78 | 78 | 78 | 78 | 78 | 78 | 78 | 78 | 78 | 78 | 78 | 78 | 78 | 78 | 78 | 78 | 78 | 78 | 78 | 78
2693 | Bundey BESS and Solar Project | S00067 | Genaspi Energy Group Pty Ltd |  | SA1 | 1200 | 269301 | Bundeyb1 | Battery Storage | Lithium-ion |  |  | Scheduled | 1 |  | 300 |  | 300 | 1200 | Publicly Announced |  |  |  | 2026-03-10 | 2025-01-13 17:56
2693 | Bundey BESS and Solar Project | S00067 | Genaspi Energy Group Pty Ltd |  | SA1 | 1200 | 269302 | Bundeyb2 | Battery Storage | Lithium-ion |  |  | Scheduled | 1 |  | 300 |  | 300 | 1200 | Publicly Announced |  |  |  | 2026-03-10 | 2025-01-13 17:56
2693 | Bundey BESS and Solar Project | S00067 | Genaspi Energy Group Pty Ltd |  | SA1 | 1200 | 269303 | Bundeyb3 | Battery Storage | Lithium-ion |  |  | Scheduled | 1 |  | 600 |  | 600 | 600 | Publicly Announced |  |  |  | 2026-03-10 | 2025-01-13 17:56
2693 | Bundey BESS and Solar Project | S00067 | Genaspi Energy Group Pty Ltd |  | SA1 | 1200 | 269304 | BundeySF | Solar PV | Fixed |  |  | Semi-scheduled | 1 |  | 475 |  | 475 |  | Publicly Announced |  |  |  | 2026-03-10 | 2025-01-13 17:56
3307 | Bungaban Solar Farm - KCI | Q00342 |  |  | QLD1 | 500 | 330701 | Bungaban Solar Farm | Solar PV | Fixed |  |  | Semi-scheduled | 1 |  | 500 |  | 500 |  | Publicly Announced |  |  |  |  | 2026-06-30 14:21
2293 | Bungaban Wind Farm | Q00049 | Windlab Developments Pty Ltd | windlab_NR | QLD1 | 1150 | 229301 | BUWF1 | Wind | Onshore |  |  | Semi-scheduled | 165 |  | 7 |  | 1155 |  | Anticipated | 2030-03-30 | 2070 |  | 2026-12-05 | 2026-05-29 11:00 | 0 | 0 | 0 | 0 | 0 | 0 | 0 | 0 | 0 | 87.5 | 350 | 350 | 525 | 800 | 700 | 800 | 800 | 800 | 800 | 800 | 800 | 800 | 800 | 800 | 800 | 800 | 800 | 800 | 800 | 800
2293 | Bungaban Wind Farm | Q00049 | Windlab Developments Pty Ltd | windlab_NR | QLD1 | 1150 | 229302 | BBBS_GU1 | Battery Storage | Lithium-ion |  |  | Scheduled | 92 | 3.74 | 3.74 | 344.08 | 344.08 | 1375.4 | Anticipated | 2030-03-30 | 2060 |  | 2026-12-05 | 2026-05-29 11:00 | 0 | 0 | 0 | 0 | 0 | 0 | 0 | 0 | 0 | 0 | 0 | 0 | 350 | 350 | 350 | 350 | 350 | 350 | 350 | 350 | 350 | 350 | 350 | 350 | 350 | 350 | 350 | 350 | 350 | 350 | 0 | 0 | 0 | 0 | 0 | 0 | 0 | 0 | 1400 | 1400 | 1400 | 1400 | 1400 | 1400 | 1400 | 1400 | 1400 | 1400 | 1400 | 1400
1589 | Bungala One Solar Farm |  | Bungala One Operations Pty Ltd as trustee for the Bungala One Operations Trust | enel_NR | SA1 | 110 | 158901 | BSF1 | Solar PV | Single Axis Tracking |  | BNGSF1 | Semi-scheduled | 54 |  | 2.5 |  | 135 |  | In Service |  | 2044 |  | 2026-03-10 | 2026-05-25 15:58 | 109.62 | 109.62 | 104.76 | 109.62 | 109.62 | 104.76 | 109.62 | 109.62 | 104.76 | 109.62 | 109.62 | 104.76 | 109.62 | 109.62 | 104.76 | 109.62 | 109.62 | 104.76 | 109.62 | 109.62 | 104.76 | 109.62 | 109.62 | 104.76 | 109.62 | 109.62 | 104.76 | 109.62 | 109.62 | 104.76
1587 | Bungala Two Solar Farm |  | Potentia Energy Pty Ltd | enel_NR | SA1 | 110 | 158701 | BSF2 | Solar PV | Single Axis Tracking |  | BNGSF2 | Semi-scheduled | 54 |  | 2.5 |  | 135 |  | In Service |  | 2044 |  | 2026-03-10 | 2026-05-25 15:58 | 109.62 | 109.62 | 104.76 | 109.62 | 109.62 | 104.76 | 109.62 | 109.62 | 104.76 | 109.62 | 109.62 | 104.76 | 109.62 | 109.62 | 104.76 | 109.62 | 109.62 | 104.76 | 109.62 | 109.62 | 104.76 | 109.62 | 109.62 | 104.76 | 109.62 | 109.62 | 104.76 | 109.62 | 109.62 | 104.76
2049 | Bungama Solar | S00004 | Bungama Project (Solar) Operations Pty Ltd | reveraenergy_nr | SA1 | 280 | 204901 | Bungama | Solar PV | Single Axis Tracking |  |  | Semi-scheduled | 74 |  | 3.78 |  | 279.72 |  | Publicly Announced | 2030-08-31 | 2060 |  | 2026-12-05 | 2026-05-19 12:17
2049 | Bungama Solar | S00004 | Bungama Project (Solar) Operations Pty Ltd | reveraenergy_nr | SA1 | 280 | 204902 | Bungama1 | Battery Storage | Lithium-ion |  | BUNGAMB1 | Scheduled | 1 |  | 150 |  | 150 | 300 | In Service | 2026-05-31 | 2056 |  | 2026-12-05 | 2026-05-19 12:17 | 150 | 150 | 150 | 150 | 150 | 150 | 150 | 150 | 150 | 150 | 150 | 150 | 150 | 150 | 150 | 150 | 150 | 150 | 150 | 150 | 150 | 150 | 150 | 150 | 150 | 150 | 150 | 150 | 150 | 150 | 300 | 300 | 300 | 300 | 300 | 300 | 300 | 300 | 300 | 300 | 300 | 300 | 300 | 300 | 300 | 300 | 300 | 300 | 300 | 300
2049 | Bungama Solar | S00004 | Bungama Project (Solar) Operations Pty Ltd | reveraenergy_nr | SA1 | 280 | 204903 | Bungama 2 | Battery Storage | Lithium-ion |  |  | Scheduled | 1 |  | 100 |  | 100 | 400 | Publicly Announced | 2028-10-01 | 2058 |  | 2026-12-05 | 2026-05-19 12:17
1939 | Bungama West BESS |  | Bungama Bess Trust | risenenergy_NR | SA1 | 200 | 193901 | BungBESS | Battery Storage | Lithium-ion |  |  | Scheduled | 1 | 200 | 200 | 200 | 200 | 400 | Publicly Announced | 2028-12-31 | 2058 |  | 2026-12-05 | 2026-05-20 09:35
2483 | Bunkers Hill Pumped Hydro | Q00071 | Pacific Hydro | pacificblue_nr | QLD1 | 296 | 248301 | BHPH_GU1 | Hydro | Pumped Hydro |  |  | Scheduled | 1 |  | 296 |  | 296 | 3552 | Publicly Announced | 2035-01-12 | 2085 |  | 2026-03-10 | 2026-05-18 12:36
2484 | Bunkers Hill Wind Farm | Q00114 | Pacific Hydro | pacificblue_nr | QLD1 | 500 | 248401 | BHWF_GU1 | Wind | Onshore |  |  | Semi-scheduled | 64 | 7.6 | 7.8 | 486.4 | 499.2 |  | Publicly Announced | 2035-12-01 | 2055 |  | 2026-03-10 | 2026-05-18 13:34
3108 | Bunyip North Battery Energy Storage System |  | Bunyip North Project Co Pty Ltd as trustee for Bunyip North Project Trust | res-group_NR | VIC1 | 400 | 310801 | BNBS_GU1 | Battery Storage | Lithium-ion |  |  | Scheduled | 111 | 3.6 | 3.6 | 399.6 | 399.6 | 2775 | Publicly Announced | 2029-04-02 | 2049 |  | 2026-03-10 | 2026-05-25 18:24
2660 | Burdekin BESS | Q00131 | BURDEKIN SOLAR FARM PTY LTD ATF BURDEKIN GENESIS PROJECT TRUST | tagenergy_nr | QLD1 | 500 | 266001 | BURDK_BESS | Battery Storage | Lithium-ion |  |  | Scheduled | 139 | 4.5 | 3.6 | 625.5 | 500.4 | 2000.21 | Publicly Announced | 2028-09-01 | 2058 |  | 2026-12-05 | 2026-05-18 16:16
2294 | Burdekin Solar Farm - KCI | Q00035 | BURDEKIN SOLAR FARM PTY LTD ATF BURDEKIN GENESIS PROJECT TRUST | tagenergy_nr | QLD1 | 500 | 229401 | BURK_SF | Solar PV | Single Axis Tracking |  |  | Semi-scheduled | 139 | 4.4 | 3.6 | 611.6 | 500.4 |  | Publicly Announced | 2031-12-28 | 2062 |  | 2026-12-05 | 2026-05-18 16:57
2921 | Burgmanns BESS | N00210 | Burgmanns BESS Pty Ltd | trinasolar_nr | NSW1 | 200 | 292101 | BMBS_GU1 | Battery Storage | Lithium-ion |  |  | Scheduled | 66 | 4.4 | 3.03 | 290.4 | 199.98 | 799.92 | Publicly Announced | 2029-12-31 | 2050 |  | 2026-03-10 | 2026-04-28 10:53
2378 | Buronga BESS - Storage - KCI | N00105 | BESS Clyde North Pty Ltd |  | NSW1 | 300 | 237801 | BBS_GU1 | Battery Storage | Lithium-ion |  |  | Scheduled | 1 |  | 300 |  | 300 |  | Publicly Announced |  |  |  | 2026-03-10 | 2023-01-05 23:28
2982 | Burrenbring Wind Farm | Q00102 | Iberdrola Australia Development Pty Limited | iberdrola_NR | QLD1 | 360 | 298201 | BBWF_GU1 | Wind | Onshore |  |  | Semi-scheduled | 1 |  | 360 |  | 360 |  | Publicly Announced |  |  |  | 2026-03-10 | 2025-12-22 16:00
1032 | Burrendong |  | AGL Hydro Partnership | SOUTHHYD | NSW1 | 19 | 103201 | Burrendong:1-2 | Hydro | Dam |  | BDONGHYD | Non-scheduled | 1 |  | 19 |  | 19 |  | In Service |  | 2036 |  | 2026-03-10 | 2026-03-24 13:21
2006 | Burrendong Wind Farm | N00065 | ARK Energy Corporation Pty Ltd | arkenergy_nr | NSW1 | 434 | 200601 | BWF_GU1 | Wind | Onshore |  |  | Semi-scheduled | 70 |  | 6.2 |  | 434 |  | Publicly Announced |  |  |  | 2026-03-10 | 2025-03-13 01:34
1033 | Burrinjuck |  | GSP Energy Pty Ltd | foresightgroupau_NR | NSW1 | 34 | 103301 | Burrinjuck:3 | Hydro | Dam |  | BURRIN | Non-scheduled | 1 |  | 7 |  | 7 |  | In Service |  | 2060 |  | 2026-03-10 | 2026-04-02 13:02
1033 | Burrinjuck |  | GSP Energy Pty Ltd | foresightgroupau_NR | NSW1 | 34 | 103302 | Burrinjuck:4 | Hydro | Dam |  | BURRIN | Non-scheduled | 1 |  | 7 |  | 7 |  | In Service |  | 2060 |  | 2026-03-10 | 2026-04-02 13:02
1033 | Burrinjuck |  | GSP Energy Pty Ltd | foresightgroupau_NR | NSW1 | 34 | 103303 | Burrinjuck:5 | Hydro | Dam |  | BURRIN | Non-scheduled | 1 |  | 20 |  | 20 |  | In Service |  | 2060 |  | 2026-03-10 | 2026-04-02 13:02
3021 | Burroway BESS |  | Edify Energy Pty Ltd | edifyenergy_NR | NSW1 | 100 | 302101 | BWBS_GU1 | Battery Storage | Lithium-ion |  |  | Scheduled | 1 |  | 100 |  | 100 | 400 | Publicly Announced |  |  |  | 2026-03-10 | 2025-12-16 17:38
3088 | Burroway Energy Hub |  | TagEnergy Australia Pty Ltd | tagenergy_nr | NSW1 | 338 | 308801 | BURW_EH | Wind | Onshore |  |  | Semi-scheduled | 52 | 6.2 | 4.65 | 322.4 | 241.8 |  | Publicly Announced | 2029-03-01 | 2059 |  | 2026-12-05 | 2026-05-15 14:58
3088 | Burroway Energy Hub |  | TagEnergy Australia Pty Ltd | tagenergy_nr | NSW1 | 338 | 308802 | BURB_EH | Battery Storage | Lithium-ion |  |  | Scheduled | 28 | 4.5 | 3.6 | 126 | 100.8 | 402.92 | Publicly Announced | 2029-03-01 | 2059 |  | 2026-12-05 | 2026-05-15 14:58
1034 | Butlers Gorge |  | Hydro-Electric Corporation | HYDROTAS | TAS1 | 15 | 103401 | Butlers Gorge:Butlers Gorge | Hydro | Dam |  | BUTLERSG | Non-scheduled | 1 |  | 12.2 |  | 12.2 |  | In Service |  | 2100 |  | 2026-03-10 | 2026-03-19 15:18
1034 | Butlers Gorge |  | Hydro-Electric Corporation | HYDROTAS | TAS1 | 15 | 103402 | Butlers Gorge:Nieterana | Hydro | Dam |  | BUTLERSG | Non-scheduled | 1 |  | 2.2 |  | 2.2 |  | In Service |  | 2100 |  | 2026-03-10 | 2026-03-19 15:18
2975 | Byellee BESS |  | Eku Energy Projects (Australia) Pty Ltd as trustee for the Eku Energy Projects (Australia) Trust | ekuenergy_nr | QLD1 | 300 | 297501 | CBBS_01 | Battery Storage | Lithium-ion |  |  | Scheduled | 100 | 4.39 | 4.39 | 439 | 439 | 1411 | Publicly Announced | 2029-06-30 | 2049 |  | 2026-03-10 | 2026-03-30 15:28
2646 | Calala BESS A1 | N00150 | Equis Energy (Australia) Projects (Ngumi 4) Pty Ltd as trustee for the Equis Energy (Australia) Ngumi 4 Holding Trust (ABN 14 157 167 633) | equis_NR | NSW1 | 100 | 264601 | CALBESA1 | Battery Storage | Lithium-ion |  |  | Scheduled | 56 | 0.62 | 1.93 | 34.72 | 108.08 | 199.92 | Committed | 2026-12-31 | 2052 |  | 2026-12-05 | 2026-05-12 13:06 | 0 | 100 | 100 | 100 | 100 | 100 | 100 | 100 | 100 | 100 | 100 | 100 | 100 | 100 | 100 | 100 | 100 | 100 | 100 | 100 | 100 | 100 | 100 | 100 | 100 | 100 | 100 | 100 | 100 | 100 | 0 | 200 | 200 | 200 | 200 | 200 | 200 | 200 | 200 | 200 | 200 | 200 | 200 | 200 | 200 | 200 | 200 | 200 | 200 | 200
2647 | Calala BESS A2 | N00150 | Equis Energy (Australia) Projects (Ngumi 4) Pty Ltd as trustee for the Equis Energy (Australia) Ngumi 4 Asset Trust ABN: 80 353 224 86 | equis_NR | NSW1 | 150 | 264701 | CALBESA2 | Battery Storage | Lithium-ion |  |  | Scheduled | 82 | 0.62 | 1.93 | 50.84 | 158.26 | 300.12 | Committed | 2026-12-31 | 2052 |  | 2026-12-05 | 2026-05-12 13:09 | 0 | 150 | 150 | 150 | 150 | 150 | 150 | 150 | 150 | 150 | 150 | 150 | 150 | 150 | 150 | 150 | 150 | 150 | 150 | 150 | 150 | 150 | 150 | 150 | 150 | 150 | 150 | 150 | 150 | 150 | 0 | 300 | 300 | 300 | 300 | 300 | 300 | 300 | 300 | 300 | 300 | 300 | 300 | 300 | 300 | 300 | 300 | 300 | 300 | 300
1035 | Callide B |  | CS Energy | CSENERGY | QLD1 | 703.8 | 103501 | Callide B:1 | Coal | Black Coal |  | CALL_B_1 | Scheduled | 1 |  | 350 |  | 350 |  | In Service |  | 2031 |  | 2026-03-10 | 2026-05-06 15:01 | 350 | 350 | 325 | 350 | 350 | 325 | 350 | 350 | 325 | 350 | 350 | 325 | 350 | 350 | 325 | 350 | 0 | 0 | 0 | 0 | 0 | 0 | 0 | 0 | 0 | 0 | 0 | 0 | 0 | 0
1035 | Callide B |  | CS Energy | CSENERGY | QLD1 | 703.8 | 103502 | Callide B:2 | Coal | Black Coal |  | CALL_B_2 | Scheduled | 1 |  | 350 |  | 350 |  | In Service |  | 2031 |  | 2026-03-10 | 2026-05-06 15:01 | 350 | 350 | 325 | 350 | 350 | 325 | 350 | 350 | 325 | 350 | 350 | 325 | 350 | 350 | 325 | 350 | 0 | 0 | 0 | 0 | 0 | 0 | 0 | 0 | 0 | 0 | 0 | 0 | 0 | 0
1036 | Callide C |  | Joint Venture; Callide Energy Pty Ltd and IG Power (Callide) Ltd. | CPT_NR | QLD1 | 932 | 103601 | Callide C:3 | Coal | Black Coal |  | CPP_3 | Scheduled | 1 |  | 424 |  | 424 |  | In Service |  | 2200 |  | 2026-03-10 | 2026-04-01 11:16 | 466 | 466 | 424 | 466 | 466 | 424 | 0 | 466 | 424 | 466 | 466 | 424 | 466 | 466 | 424 | 466 | 466 | 424 | 466 | 466 | 424 | 466 | 466 | 424 | 466 | 466 | 424 | 466 | 466 | 424
1036 | Callide C |  | Joint Venture; Callide Energy Pty Ltd and IG Power (Callide) Ltd. | CPT_NR | QLD1 | 932 | 103604 | Callide C:4 | Coal | Black Coal |  | CPP_4 | Scheduled | 1 |  | 420 |  | 420 |  | In Service |  | 2200 |  | 2026-03-10 | 2026-04-01 11:16 | 0 | 466 | 420 | 466 | 466 | 420 | 466 | 466 | 420 | 466 | 466 | 420 | 466 | 466 | 420 | 466 | 466 | 420 | 466 | 466 | 420 | 466 | 466 | 420 | 466 | 466 | 420 | 466 | 466 | 420
2870 | Callide Energy Hub - KCI | Q00158 | CSE BESS P/L |  | QLD1 | 200 | 287001 | CLBS_GU1 | Battery Storage | Lithium-ion |  |  | Scheduled | 1 |  | 200 |  | 200 |  | Publicly Announced |  |  |  | 2026-03-10 | 2024-10-13 19:02
2852 | Callide Gas Peaker - KCI | Q00195 | CSE H2 Pty Ltd |  | QLD1 | 750 | 285201 | CGPS_GU1 | Other | Other |  |  | Scheduled | 1 |  | 750 |  | 750 |  | Publicly Announced |  |  |  | 2026-03-10 | 2024-10-07 17:30
2501 | Callide Power Station Solar Farm | Q00092 | Edify Energy Pty Ltd | edifyenergy_NR | QLD1 | 200 | 250101 | CSF_GU1 | Solar PV | Fixed |  |  | Semi-scheduled | 1 |  | 200 |  | 200 |  | Publicly Announced |  |  |  | 2026-12-05 | 2026-05-22 17:01
2667 | Callide Solar Power Station BESS | Q00137 | Edify Energy Pty Ltd | edifyenergy_NR | QLD1 | 200 | 266701 | CPBS_GU1 | Battery Storage | Lithium-ion |  |  | Scheduled | 1 |  | 210 |  | 210 | 200 | Publicly Announced |  |  |  | 2026-03-10 | 2025-12-16 17:40
2628 | Callide Wind Farm | Q00016 | DP Green Energy Pty Limited | dpenergy_nr | QLD1 | 421.6 | 262801 | Callide | Wind | Onshore |  |  | Semi-scheduled | 68 |  | 6.2 |  | 421.6 |  | Publicly Announced | 2029-12-01 | 2060 |  | 2026-12-05 | 2026-05-18 23:37
3078 | Calvale LDES BESS | Q00215 | Released Energy Pty Ltd | releasedenergy_nr | QLD1 | 450 | 307801 | CVBS_GU1 | Battery Storage | Lithium-ion |  |  | Scheduled | 1 |  | 450 |  | 450 |  | Publicly Announced |  |  |  | 2025-09-01 | 2025-11-14 12:20
1972 | Campbells Forest Solar Farm |  | Risen Energy Australia | risenenergy_NR | VIC1 | 205 | 197202 | CFSF | Solar PV | Single Axis Tracking |  |  | Semi-scheduled | 1 | 233 | 205 | 233 | 205 |  | Publicly Announced | 2028-12-31 | 2058 |  | 2026-12-05 | 2026-05-20 09:37
2880 | Camperdown BESS |  | Camperdown BESS Pty Ltd | ARES_NR | VIC1 | 60 | 288001 | CDBS_GU1 | Battery Storage | Lithium-ion |  |  | Scheduled | 18 | 4.23 | 4.6 | 76.14 | 82.8 | 293.4 | Publicly Announced | 2028-06-30 | 2052 |  | 2026-03-10 | 2026-03-31 11:12
1037 | Canunda |  | Canunda Power Pty Ltd | CNUNDAWF | SA1 | 46 | 103701 | Canunda:1-23 | Wind | Onshore |  | CNUNDAWF | Significant Non-scheduled | 23 | 2 | 2 | 46 | 46 |  | In Service |  | 2035 |  | 2026-12-05 | 2026-06-17 23:54 | 46 | 46 | 0 | 46 | 46 | 0 | 46 | 46 | 0 | 46 | 46 | 0 | 46 | 46 | 0 | 46 | 46 | 0 | 46 | 46 | 0 | 46 | 46 | 0 | 46 | 46 | 0 | 46 | 46 | 0
2589 | Canyonleigh BESS | N00141 | X-Elio Australia Pty Ltd | x-elio_NR | NSW1 | 300 | 258901 | CLBS_GU1 | Battery Storage | Lithium-ion |  |  | Scheduled | 1 |  | 300 |  | 300 | 1200 | Publicly Announced |  |  |  | 2026-03-10 | 2025-03-20 00:36
1278 | Capital 2 Wind Farm | N00085 | Capital Wind Farm 2 Pty Ltd | INFIGENH | NSW1 | 134.4 | 127801 | Capital 2 Wind Farm:Units 1-33 | Wind | Onshore |  |  | Semi-scheduled | 32 |  | 4.2 |  | 134.4 |  | Publicly Announced |  |  |  | 2026-12-05 | 2026-05-19 09:41
1890 | Capital Battery | N00183 | Capital Battery Pty Ltd | CAPBESS | NSW1 | 100 | 189001 | CBESS | Battery Storage | Lithium-ion |  | CAPBES1 | Scheduled | 33 | 3.03 | 3.03 | 99.99 | 99.99 | 199.98 | In Service |  | 2048 |  | 2026-03-10 | 2026-03-30 13:17 | 99.99 | 99.99 | 95.7 | 99.99 | 99.99 | 95.7 | 99.99 | 99.99 | 95.7 | 99.99 | 99.99 | 95.7 | 99.99 | 99.99 | 95.7 | 99.99 | 99.99 | 95.7 | 99.99 | 99.99 | 95.7 | 99.99 | 99.99 | 95.7 | 99.99 | 99.99 | 95.7 | 99.99 | 99.99 | 95.7 | 200 | 200 | 200 | 200 | 200 | 200 | 200 | 200 | 200 | 200 | 200 | 200 | 200 | 200 | 200 | 200 | 200 | 200 | 200 | 200
1039 | Capital East Solar Farm P1 |  | IBERDROLA AUSTRALIA HOLDINGS PTY LIMITED | INFIGENH | NSW1 | 0.35 | 103901 | Capital East Solar Farm P1:Inverter 1 | Solar PV | Fixed |  | CESF1 | Non-scheduled | 4 |  | 0.5 |  | 2 |  | In Service |  | 2043 |  | 2026-03-10 | 2026-01-06 12:03
1038 | Capital Wind Farm |  | Renewable Power Ventures Pty Ltd | BBPEM | NSW1 | 140.7 | 103801 | Capital Wind Farm:Turbines 1-67 | Wind | Onshore |  | CAPTL_WF | Significant Non-scheduled | 67 | 2.1 | 2.1 | 140.7 | 140.7 |  | In Service |  | 2040 |  | 2026-12-05 | 2026-05-19 15:43 | 140.7 | 140.7 | 140.7 | 140.7 | 140.7 | 140.7 | 140.7 | 140.7 | 140.7 | 140.7 | 140.7 | 140.7 | 140.7 | 140.7 | 140.7 | 140.7 | 140.7 | 140.7 | 140.7 | 140.7 | 140.7 | 140.7 | 140.7 | 140.7 | 140.7 | 140.7 | 140.7 | 140.7 | 140.7 | 140.7
2751 | Capricorn BESS | Q00159 | Potentia Energy HoldCo Pty Ptd | enel_NR | QLD1 | 300 | 275101 | Capribes | Battery Storage | Lithium-ion |  |  | Scheduled | 98 | 3.8 | 3.8 | 372.4 | 372.4 | 1489.6 | Publicly Announced | 2029-04-30 | 2045 |  | 2026-12-05 | 2026-05-25 15:38
2593 | Capricornia Energy Hub (CEH) PHES | Q00120 | CI QLD PHES PTY LTD | capricornia_NR | QLD1 | 750 | 259301 | CPHES_GU | Hydro | Pumped Hydro |  |  | Scheduled | 3 |  | 250 |  | 750 | 12000 | Publicly Announced |  |  |  | 2026-03-10 | 2025-06-21 10:00
2037 | Captains Mountain Wind Farm | Q00046 | vestas_NR | vestas_NR | QLD1 | 217 | 203701 | CPMT U1 | Wind | Onshore |  |  | Semi-scheduled | 35 |  | 6.2 |  | 217 |  | Publicly Announced | 2029-12-31 | 2059 |  | 2026-03-10 | 2026-03-26 14:24
1910 | Carag Solar Farm |  | Enerparc Australia Pty Ltd | enerparc_NR | NSW1 | 12 | 191001 | Carag | Solar PV | Single Axis Tracking |  |  | Non-scheduled | 4 | 3.25 | 4 | 13 | 16 |  | Committed | 2027-12-31 | 2057 |  | 2026-12-05 | 2026-03-26 11:17
2649 | Carmodys Hill BESS | S00058 | Georgetown Hills Renewable Energy Pty Ltd as trustee for the Georgetown Hills Renewable Energy Trust | aulaenergy_NR | SA1 | 118 | 264901 | CHB_GU1 | Battery Storage | Lithium-ion |  |  | Scheduled | 128 | 0.96 | 0.96 | 122.88 | 122.88 | 247.04 | Anticipated | 2030-01-01 | 2070 |  | 2026-12-05 | 2026-06-03 12:12 | 0 | 0 | 0 | 0 | 0 | 0 | 0 | 0 | 0 | 0 | 118 | 118 | 118 | 118 | 118 | 118 | 118 | 118 | 118 | 118 | 118 | 118 | 118 | 118 | 118 | 118 | 118 | 118 | 118 | 118 | 0 | 0 | 0 | 0 | 0 | 0 | 0 | 236 | 236 | 220 | 220 | 214 | 214 | 210 | 210 | 205 | 205 | 201 | 201 | 198
1040 | Carmodys Hill Wind Farm | S00036 | Georgetown Hills Renewable Energy Pty Ltd as trustee for the Georgetown Hills Renewable Energy Trust | aulaenergy_NR | SA1 | 247 | 104003 | CHWF_GU | Wind | Onshore |  |  | Semi-scheduled | 42 | 6.1 | 6.1 | 256.2 | 256.2 |  | Committed | 2029-01-01 | 2064 |  | 2026-12-05 | 2026-06-03 12:10 | 0 | 0 | 0 | 0 | 0 | 0 | 247 | 247 | 0 | 247 | 247 | 0 | 247 | 247 | 0 | 247 | 247 | 0 | 247 | 247 | 0 | 247 | 247 | 0 | 247 | 247 | 0 | 247 | 247 | 0
1948 | Carwarp Hybrid | V00121 | Recurrent Energy (Australia) Pty Ltd | recurrentenergy_nr | VIC1 | 120 | 194801 | CarwarBE | Battery Storage | Lithium-ion |  |  | Scheduled | 36 | 4.39 | 4.39 | 158.04 | 158.04 | 316.08 | Publicly Announced | 2028-01-01 | 2055 |  | 2026-03-10 | 2026-03-30 11:50
1687 | Carwarp Solar Farm (CWSF) |  | CS SubCo Pty Ltd as trustee for Carwarp SF SPV | recurrentenergy_nr | VIC1 | 150 | 168701 | Carwarp Solar Farm | Solar PV | Single Axis Tracking |  | CRWARP1 | Semi-scheduled | 49 | 3.8 | 3.8 | 186.2 | 186.2 |  | In Service | 2026-04-30 | 2050 |  | 2026-03-10 | 2026-04-03 21:54 | 150 | 150 | 150 | 150 | 150 | 150 | 150 | 150 | 150 | 150 | 150 | 150 | 150 | 150 | 150 | 150 | 150 | 150 | 150 | 150 | 150 | 150 | 150 | 150 | 150 | 150 | 150 | 150 | 150 | 150
1041 | Catagunya / Liapootah / Wayatinah |  | Hydro-Electric Corporation | HYDROTAS | TAS1 | 190 | 104101 | Catagunya / Liapootah / Wayatinah:Catagunya 1 | Hydro | Dam |  | LI_WY_CA | Scheduled | 1 |  | 27 |  | 27 |  | In Service |  | 2100 |  | 2026-03-10 | 2026-03-20 11:57 | 24 | 24 | 24 | 24 | 24 | 24 | 24 | 24 | 24 | 24 | 24 | 24 | 24 | 24 | 24 | 24 | 24 | 24 | 24 | 24 | 24 | 24 | 24 | 24 | 24 | 24 | 24 | 24 | 24 | 24
1041 | Catagunya / Liapootah / Wayatinah |  | Hydro-Electric Corporation | HYDROTAS | TAS1 | 190 | 104102 | Catagunya / Liapootah / Wayatinah:Catagunya 2 | Hydro | Dam |  | LI_WY_CA | Scheduled | 1 |  | 24 |  | 24 |  | In Service |  | 2100 |  | 2026-03-10 | 2026-03-20 11:57 | 24 | 24 | 24 | 24 | 24 | 24 | 24 | 24 | 24 | 24 | 24 | 24 | 0 | 24 | 24 | 24 | 24 | 24 | 24 | 24 | 24 | 24 | 24 | 24 | 24 | 24 | 24 | 24 | 24 | 24
1041 | Catagunya / Liapootah / Wayatinah |  | Hydro-Electric Corporation | HYDROTAS | TAS1 | 190 | 104103 | Catagunya / Liapootah / Wayatinah:Liapootah 1 | Hydro | Dam |  | LI_WY_CA | Scheduled | 1 |  | 27.9 |  | 27.9 |  | In Service |  | 2100 |  | 2026-03-10 | 2026-03-20 11:57 | 29 | 29 | 29 | 29 | 29 | 29 | 29 | 29 | 29 | 29 | 29 | 29 | 29 | 0 | 0 | 29 | 29 | 29 | 29 | 29 | 29 | 29 | 29 | 29 | 29 | 29 | 29 | 29 | 29 | 29
1041 | Catagunya / Liapootah / Wayatinah |  | Hydro-Electric Corporation | HYDROTAS | TAS1 | 190 | 104104 | Catagunya / Liapootah / Wayatinah:Liapootah 2 | Hydro | Dam |  | LI_WY_CA | Scheduled | 1 |  | 27.9 |  | 27.9 |  | In Service |  | 2100 |  | 2026-03-10 | 2026-03-20 11:57 | 29 | 29 | 29 | 29 | 29 | 29 | 29 | 29 | 29 | 29 | 29 | 29 | 29 | 29 | 29 | 0 | 0 | 0 | 29 | 29 | 29 | 29 | 29 | 29 | 29 | 29 | 29 | 29 | 29 | 29
1041 | Catagunya / Liapootah / Wayatinah |  | Hydro-Electric Corporation | HYDROTAS | TAS1 | 190 | 104105 | Catagunya / Liapootah / Wayatinah:Liapootah 3 | Hydro | Dam |  | LI_WY_CA | Scheduled | 1 |  | 31.5 |  | 31.5 |  | In Service |  | 2100 |  | 2026-03-10 | 2026-03-20 11:57 | 29 | 29 | 29 | 29 | 29 | 29 | 29 | 29 | 29 | 29 | 29 | 29 | 29 | 29 | 29 | 29 | 29 | 29 | 29 | 29 | 29 | 29 | 29 | 29 | 29 | 29 | 29 | 29 | 29 | 29
1041 | Catagunya / Liapootah / Wayatinah |  | Hydro-Electric Corporation | HYDROTAS | TAS1 | 190 | 104106 | Catagunya / Liapootah / Wayatinah:Wayatinah 1 | Hydro | Dam |  | LI_WY_CA | Scheduled | 1 |  | 12.8 |  | 12.8 |  | In Service |  | 2100 |  | 2026-03-10 | 2026-03-20 11:57 | 13 | 13 | 13 | 13 | 13 | 13 | 13 | 13 | 13 | 13 | 13 | 13 | 13 | 13 | 13 | 13 | 13 | 13 | 13 | 13 | 13 | 13 | 13 | 13 | 13 | 13 | 13 | 13 | 13 | 13
1041 | Catagunya / Liapootah / Wayatinah |  | Hydro-Electric Corporation | HYDROTAS | TAS1 | 190 | 104107 | Catagunya / Liapootah / Wayatinah:Wayatinah 2 | Hydro | Dam |  | LI_WY_CA | Scheduled | 1 |  | 12.8 |  | 12.8 |  | In Service |  | 2100 |  | 2026-03-10 | 2026-03-20 11:57 | 13 | 13 | 13 | 13 | 13 | 13 | 13 | 13 | 13 | 13 | 13 | 13 | 13 | 13 | 13 | 13 | 13 | 13 | 13 | 13 | 13 | 13 | 13 | 13 | 13 | 13 | 13 | 13 | 13 | 13
1041 | Catagunya / Liapootah / Wayatinah |  | Hydro-Electric Corporation | HYDROTAS | TAS1 | 190 | 104108 | Catagunya / Liapootah / Wayatinah:Wayatinah 3 | Hydro | Dam |  | LI_WY_CA | Scheduled | 1 |  | 12.8 |  | 12.8 |  | In Service |  | 2100 |  | 2026-03-10 | 2026-03-20 11:57 | 13 | 13 | 13 | 13 | 13 | 13 | 13 | 13 | 13 | 13 | 13 | 13 | 13 | 13 | 13 | 13 | 13 | 13 | 13 | 13 | 13 | 13 | 13 | 13 | 13 | 13 | 13 | 13 | 13 | 13
1042 | Cathedral Rocks |  | JV Cathedral Rock Investments Pty Ltd - Acciona Energy Australia Global Pty Ltd and EnergyAustralia Pty Ltd | CATHROCK | SA1 | 66 | 104201 | Cathedral Rocks:1-33 | Wind | Onshore |  | CATHROCK | Significant Non-scheduled | 31 | 2 | 2 | 62 | 62 |  | In Service |  | 2030 |  | 2026-03-10 | 2026-03-20 13:22 | 62 | 62 | 0 | 62 | 62 | 0 | 62 | 62 | 0 | 62 | 62 | 0 | 62 | 62 | 0 | 62 | 62 | 0 | 62 | 62 | 0 | 62 | 62 | 0 | 62 | 62 | 0 | 62 | 62 | 0
2752 | Cattle Creek Wind Farm - KCI | Q00160 | RWE Renewables Australia Pty Ltd | rwe_NR | QLD1 | 850 | 275201 | CattleBe | Battery Storage | Lithium-ion |  |  | Scheduled | 200 |  | 1.5 |  | 300 | 1200 | Publicly Announced | 2030-12-30 | 2050 |  | 2026-12-05 | 2026-05-19 08:51
2752 | Cattle Creek Wind Farm - KCI | Q00160 | RWE Renewables Australia Pty Ltd | rwe_NR | QLD1 | 850 | 275202 | CattleCr_PoC1 | Wind | Onshore |  |  | Semi-scheduled | 61 |  | 6.8 |  | 414.8 |  | Publicly Announced | 2030-12-30 | 2065 |  | 2026-12-05 | 2026-05-19 08:51
2752 | Cattle Creek Wind Farm - KCI | Q00160 | RWE Renewables Australia Pty Ltd | rwe_NR | QLD1 | 850 | 275203 | CattleCr_Poc2 | Wind | Onshore |  |  | Semi-scheduled | 64 |  | 6.8 |  | 435.2 |  | Publicly Announced | 2030-12-30 | 2065 |  | 2026-12-05 | 2026-05-19 08:51
1260 | Cattle Hill Wind Farm |  | Wild Cattle Hill Pty Ltd | atmos_nr | TAS1 | 144 | 126002 | CTHLWF1 | Wind | Onshore |  | CTHLWF1 | Semi-scheduled | 45 | 3.2 | 3.2 | 144 | 144 |  | In Service |  | 2044 |  | 2026-03-10 | 2026-03-29 20:08 | 144 | 144 | 144 | 144 | 144 | 144 | 144 | 144 | 144 | 144 | 144 | 144 | 144 | 144 | 144 | 144 | 144 | 144 | 144 | 144 | 144 | 144 | 144 | 144 | 144 | 144 | 144 | 144 | 144 | 144
2468 | Cellars Hill Wind Farm | T00027 | Alternate Path Solutions Pty Ltd | alternatepath_nr | TAS1 | 400 | 246801 | CHWF_GU1 | Wind | Onshore |  |  | Semi-scheduled | 50 |  | 8 |  | 400 |  | Publicly Announced |  |  |  |  | 2026-05-26 16:24
2821 | Central Para Wind Farm (KCI) | N00192 | Macleay Ventures Pty Ltd. | macleayventures_nr | NSW1 | 400 | 282101 | CPWF_GU1 | Wind | Onshore |  |  | Semi-scheduled | 57 |  | 7 |  | 399 |  | Publicly Announced |  |  |  | 2025-09-01 | 2024-10-03 22:51
3092 | Central Queensland Energy Storage Project - Stage 1 |  | Highview Power Pty Ltd | highviewpower_nr | QLD1 | 780 | 309201 | HVBS_GU1 | Battery Storage | Lithium-ion |  |  | Scheduled | 40 | 2.75 | 2.5 | 110 | 100 | 800 | Publicly Announced |  | 2055 |  | 2026-12-05 | 2026-06-15 13:40
3092 | Central Queensland Energy Storage Project - Stage 1 |  | Highview Power Pty Ltd | highviewpower_nr | QLD1 | 780 | 309202 | CQESP OCGT1 | Gas Turbine | OCGT | Natural Gas |  | Scheduled | 1 |  | 198 |  | 198 |  | Publicly Announced | 2029-03-01 | 2075 |  | 2026-12-05 | 2026-06-15 13:40
3092 | Central Queensland Energy Storage Project - Stage 1 |  | Highview Power Pty Ltd | highviewpower_nr | QLD1 | 780 | 309204 | CQESP OCGT 2 | Gas Turbine | OCGT | Natural Gas |  | Scheduled | 1 |  | 198 |  | 198 |  | Publicly Announced | 2029-07-02 | 2058 |  | 2026-12-05 | 2026-06-15 13:40
3093 | Central Queensland Energy Storage Project - Stage 2 |  | Highview Power | highviewpower_nr | QLD1 | 200 | 309301 | HVBS_GU2 | Battery Storage | Compressed Air |  |  | Scheduled | 1 | 200 | 200 | 200 | 200 | 2400 | Publicly Announced | 2030-01-31 | 2075 |  | 2026-12-05 | 2026-06-15 13:50
1043 | Cethana |  | Hydro-Electric Corporation | HYDROTAS | TAS1 | 100 | 104301 | Cethana:1 | Hydro | Dam |  | CETHANA | Scheduled | 1 |  | 85 |  | 85 |  | In Service |  | 2100 |  | 2026-03-10 | 2026-03-19 15:21 | 95 | 0 | 0 | 95 | 0 | 0 | 0 | 95 | 95 | 95 | 95 | 95 | 95 | 95 | 95 | 95 | 95 | 95 | 95 | 95 | 95 | 95 | 95 | 95 | 95 | 95 | 95 | 95 | 0 | 0
2224 | Cethana Pumped Hydro Option | T00001 | Hydro-Electric Corporation | HYDROTAS | TAS1 | 750 | 222401 | CHY_G1 | Hydro | Pumped Hydro |  |  | Scheduled | 4 |  | 187.5 |  | 750 | 15000 | Publicly Announced |  |  |  | 2026-03-10 | 2026-03-24 17:52
1044 | Challicum Hills |  | Pacific Hydro Challicum Hills Pty Ltd | CHALLHWF | VIC1 | 52.5 | 104401 | Challicum Hills:1-35 | Wind | Onshore |  | CHALLHWF | Significant Non-scheduled | 35 |  | 1.5 |  | 52.5 |  | In Service |  | 2030 |  | 2026-03-10 | 2026-06-04 11:08 | 52.5 | 52.5 | 52.5 | 52.5 | 52.5 | 52.5 | 52.5 | 52.5 | 52.5 | 52.5 | 52.5 | 52.5 | 52.5 | 52.5 | 52.5 | 0 | 0 | 0 | 0 | 0 | 0 | 0 | 0 | 0 | 0 | 0 | 0 | 0 | 0 | 0 | 0 | 0 | 0 | 0 | 0 | 0 | 0 | 0 | 0 | 0 | 0 | 0 | 0 | 0 | 0 | 0 | 0 | 0 | 0 | 0
1856 | Chances Plain Solar Farm |  | juwi Renewable Energy Pty Ltd | juwi_NR | QLD1 | 98 | 185601 | Chances Plain Solar Farm:1 | Solar PV | Single Axis Tracking |  |  | Semi-scheduled | 30 |  | 3.27 |  | 98.1 |  | Publicly Announced |  |  |  | 2025-02-01 | 2024-02-13 18:33
1261 | Chepstowe Wind Farm - VIC |  | Prime Renewables Pty Ltd | primerenewables_nr | VIC1 | 6.15 | 126101 | Chepstowe Wind Farm:1-3 | Wind | Onshore |  | CHPSTWF1 | Non-scheduled | 3 |  | 2.05 |  | 6.15 |  | In Service |  | 2039 |  | 2026-03-10 | 2026-03-30 16:11
1263 | Cherry Tree Wind Farm |  | Atmos Renewables | atmos_nr | VIC1 | 57.6 | 126301 | Cherry Tree Wind Farm:Units 1-16 | Wind | Onshore |  | CHYTWF1 | Semi-scheduled | 16 |  | 3.6 |  | 57.6 |  | In Service |  | 2050 |  | 2026-12-05 | 2026-05-22 11:26 | 57.6 | 53.6 | 43.2 | 57.6 | 53.6 | 43.2 | 57.6 | 53.6 | 43.2 | 57.6 | 53.6 | 43.2 | 57.6 | 53.6 | 43.2 | 57.6 | 53.6 | 43.2 | 57.6 | 53.6 | 43.2 | 57.6 | 53.6 | 43.2 | 57.6 | 53.6 | 43.2
1441 | Childers Solar Farm |  | Childers Solar Pty Ltd as trustee for the Childers Solar Trust | CSF1 | QLD1 | 56 | 144102 | CSF1 | Solar PV | Single Axis Tracking |  | CHILDSF1 | Semi-scheduled | 37 | 1.74 | 1.51 | 64.38 | 55.87 |  | In Service |  | 2049 |  | 2026-03-10 | 2026-03-27 12:36 | 55.87 | 55.87 | 55.87 | 55.87 | 55.87 | 55.87 | 55.87 | 55.87 | 55.87 | 55.87 | 55.87 | 55.87 | 55.87 | 55.87 | 55.87 | 55.87 | 55.87 | 55.87 | 55.87 | 55.87 | 55.87 | 55.87 | 55.87 | 55.87 | 55.87 | 55.87 | 55.87 | 55.87 | 55.87 | 55.87
2031 | Chinchilla BESS | Q00032 | CSE BESS Pty Ltd | CSENERGY | QLD1 | 100 | 203101 | Chinch1 | Battery Storage | Lithium-ion |  | CHBESS1 | Scheduled | 1 |  | 100 |  | 100 | 200 | In Service |  | 2039 |  | 2026-03-10 | 2026-05-06 14:13 | 100 | 100 | 100 | 100 | 100 | 100 | 100 | 100 | 100 | 100 | 100 | 100 | 100 | 100 | 100 | 100 | 100 | 100 | 100 | 100 | 100 | 100 | 100 | 100 | 100 | 100 | 100 | 100 | 100 | 100 | 200 | 200 | 200 | 200 | 200 | 200 | 200 | 200 | 200 | 200 | 200 | 200 | 200 | 200 | 200 | 200 | 200 | 200 | 200 | 200
1418 | Chinchilla Solar Farm |  | First Solar Australia Pty Ltd |  | QLD1 | 1 | 141801 | Chinchilla Solar Farm - First Solar:Units 1-69 | Solar PV | Single Axis Tracking |  |  | Semi-scheduled | 69 |  | 1.64 |  | 113.16 |  | Publicly Announced |  |  |  | 2026-03-10 | 2023-09-11 20:52
1845 | Christies Beach Wastewater Treatment Plant |  | South Australian Water Corporation | SAWCML | SA1 | 5 | 184503 | CBWWBA1 | Battery Storage | Lithium-ion |  | CBWWBA1 | Scheduled | 1 |  | 2.16 |  | 2.16 | 4.32 | In Service |  | 2045 |  | 2026-03-10 | 2026-06-03 15:44 | 2.16 | 2.1 | 2 | 2.16 | 2.1 | 2 | 2.16 | 2.1 | 2 | 2.16 | 2.1 | 2 | 2.16 | 2.1 | 2 | 2.16 | 2.1 | 2 | 2.16 | 2.1 | 2 | 2.16 | 2.1 | 2 | 2.16 | 2.1 | 2 | 2.16 | 2.1 | 2 | 4.32 | 4 | 4.32 | 4 | 4.32 | 4 | 4.32 | 4 | 4.32 | 4 | 4.32 | 4 | 4.32 | 4 | 4.32 | 4 | 4.32 | 4 | 4.32 | 4
1845 | Christies Beach Wastewater Treatment Plant |  | South Australian Water Corporation | SAWCML | SA1 | 5 | 184504 | CBWWPV1 | Solar PV | Single Axis Tracking |  | CBWWPV1 | Non-scheduled | 1 |  | 3.78 |  | 3.78 |  | In Service |  | 2041 |  | 2026-03-10 | 2026-06-03 15:44
2540 | Cimitiere Plains Solar Farm | T00026 | Ib vogt GmbH | ibvogt_NR | TAS1 | 288 | 254001 | CPSF_GU1 | Solar PV | Fixed |  |  | Semi-scheduled | 84 |  | 3.43 |  | 288.12 |  | Publicly Announced |  |  |  | 2026-03-10 | 2026-05-19 14:50
1383 | Clare Solar Farm |  | Clare Asset Co Pty Ltd ATF Clare Asset Trust | res-group_NR | QLD1 | 100 | 138301 | Clare Solar Farm:Units 1-69 | Solar PV | Single Axis Tracking |  | CLARESF1 | Semi-scheduled | 69 | 1.6 | 1.6 | 110.4 | 110.4 |  | In Service |  | 2047 |  | 2026-03-10 | 2026-05-22 10:14 | 99.981 | 96.6 | 95.22 | 99.981 | 96.6 | 95.22 | 99.981 | 96.6 | 95.22 | 99.981 | 96.6 | 95.22 | 99.981 | 96.6 | 95.22 | 99.981 | 96.6 | 95.22 | 99.981 | 96.6 | 95.22 | 99.981 | 96.6 | 95.22 | 99.981 | 96.6 | 95.22 | 99.981 | 96.6 | 95.22
2753 | Clarke Creek 2 BESS - KCI | Q00161 | Isaac Wind and Solar Energy Pty Ltd |  | QLD1 | 400 | 275301 | clarke2b | Battery Storage | Lithium-ion |  |  | Scheduled | 1 |  | 400 |  | 400 | 400 | Publicly Announced |  |  |  | 2026-03-10 | 2024-07-02 02:03
1988 | Clarke Creek Wind Farm |  | Squadron Energy Services Pty Ltd | squadronenergy_NR | QLD1 | 439 | 198801 | CLRKCWF1 | Wind | Onshore |  | CLRKCWF1 | Semi-scheduled | 77 |  | 4.5 |  | 346.5 |  | In Commissioning | 2026-07-01 | 2049 |  | 2026-03-10 | 2026-03-14 16:22 | 338.03 | 338.03 | 338.03 | 338.03 | 338.03 | 338.03 | 338.03 | 338.03 | 338.03 | 338.03 | 338.03 | 338.03 | 338.03 | 338.03 | 338.03 | 338.03 | 338.03 | 338.03 | 338.03 | 338.03 | 338.03 | 338.03 | 338.03 | 338.03 | 338.03 | 338.03 | 338.03 | 338.03 | 338.03 | 338.03
1988 | Clarke Creek Wind Farm |  | Squadron Energy Services Pty Ltd | squadronenergy_NR | QLD1 | 439 | 198802 | CLRKCWF2 | Wind | Onshore |  | CLRKCWF2 | Semi-scheduled | 23 |  | 4.5 |  | 103.5 |  | In Commissioning | 2026-07-01 | 2049 |  | 2026-03-10 | 2026-03-14 16:22 | 100.97 | 100.97 | 100.97 | 100.97 | 100.97 | 100.97 | 100.97 | 100.97 | 100.97 | 100.97 | 100.97 | 100.97 | 100.97 | 100.97 | 100.97 | 100.97 | 100.97 | 100.97 | 100.97 | 100.97 | 100.97 | 100.97 | 100.97 | 100.97 | 100.97 | 100.97 | 100.97 | 100.97 | 100.97 | 100.97
2043 | Clarke Creek Wind Farm Stage 2 | Q00043 | Squadron Energy Services Pty Ltd | squadronenergy_NR | QLD1 | 696 | 204301 | CC2_G1 | Wind | Onshore |  |  | Semi-scheduled | 87 |  | 8 |  | 696 |  | Publicly Announced |  |  |  | 2026-12-05 | 2026-06-03 15:58
1046 | Clayton |  | EDL LFG Vic Pty Ltd | EDLLFGV | VIC1 | 11 | 104601 | Clayton: 1-11 | Other | Other |  |  | Non-scheduled | 11 |  | 1.03 |  | 11.33 |  | Publicly Announced |  | 2034 |  | 2026-03-10 | 2026-03-27 16:04
1993 | Clements Gap - BESS | S00020 | Pacific Hydro Clements Gap Pty Ltd | pacificblue_nr | SA1 | 60 | 199301 | CGBESS | Battery Storage | Lithium-ion |  | CGBESS01 | Scheduled | 25 | 3.6 | 2.4 | 90 | 60 | 120 | In Commissioning | 2026-06-15 | 2046 |  | 2026-03-10 | 2026-05-21 13:25 | 60 | 60 | 60 | 60 | 60 | 60 | 60 | 60 | 60 | 60 | 60 | 60 | 60 | 60 | 60 | 60 | 60 | 60 | 60 | 60 | 60 | 60 | 60 | 60 | 60 | 60 | 60 | 60 | 60 | 60 | 120 | 120 | 120 | 120 | 120 | 120 | 120 | 120 | 120 | 120 | 120 | 120 | 120 | 120 | 120 | 120 | 120 | 120 | 120 | 120
1047 | Clements Gap Wind Farm |  | Pacific Hydro Clements Gap Pty Ltd | CLEMGPWF | SA1 | 57 | 104701 | Clements Gap Wind Farm:1-27 | Wind | Onshore |  | CLEMGPWF | Semi-scheduled | 27 |  | 2.1 |  | 56.7 |  | In Service |  | 2039 |  | 2026-03-10 | 2026-05-21 13:49 | 56.7 | 56.7 | 56.7 | 56.7 | 56.7 | 56.7 | 56.7 | 56.7 | 56.7 | 56.7 | 56.7 | 56.7 | 56.7 | 56.7 | 56.7 | 56.7 | 56.7 | 56.7 | 56.7 | 56.7 | 56.7 | 56.7 | 56.7 | 56.7 | 56.7 | 56.7 | 56.7 | 56.7 | 56.7 | 56.7
1562 | Clermont Solar Farm |  | Clermont Asset Co Pty Ltd as Trustee for Clerrmont Solar Unit Trust | CLERMSF | QLD1 | 75 | 156201 | Clermont Solar Farm | Solar PV | Single Axis Tracking |  | CLERMSF1 | Semi-scheduled | 37 | 2.41 | 2.5 | 89.17 | 92.5 |  | In Service |  | 2049 |  | 2026-03-10 | 2026-04-28 17:46 | 74.999 | 72.89 | 71.41 | 74.999 | 72.89 | 71.41 | 74.999 | 72.89 | 71.41 | 74.999 | 72.89 | 71.41 | 74.999 | 72.89 | 71.41 | 74.999 | 72.89 | 71.41 | 74.999 | 72.89 | 71.41 | 74.999 | 72.89 | 71.41 | 74.999 | 72.89 | 71.41 | 74.999 | 72.89 | 71.41
1048 | Clover |  | AGL Hydro Partnership | SOUTHHYD | VIC1 | 29 | 104801 | Clover 1 | Hydro | Dam |  | CLOVER | Non-scheduled | 1 |  | 14.5 |  | 14.5 |  | In Service |  | 2057 |  | 2026-03-10 | 2026-03-24 09:40
1048 | Clover |  | AGL Hydro Partnership | SOUTHHYD | VIC1 | 29 | 104802 | Clover 2 | Hydro | Dam |  | CLOVER | Non-scheduled | 1 |  | 14.5 |  | 14.5 |  | In Service |  | 2057 |  | 2026-03-10 | 2026-03-24 09:40
2689 | Cloverlea BESS | N00179 | goldwindaustralia_NR | goldwindaustralia_NR | NSW1 | 500 | 268901 | GRBESS | Battery Storage | Lithium-ion |  |  | Scheduled | 1 |  | 500 |  | 500 | 500 | Publicly Announced |  |  |  | 2026-03-10 | 2026-05-21 12:59
1050 | Cluny |  | Hydro-Electric Corporation | HYDROTAS | TAS1 | 22 | 105001 | Cluny:1 | Hydro | Dam |  | CLUNY | Non-scheduled | 1 |  | 19 |  | 19 |  | In Service |  | 2100 |  | 2026-03-10 | 2026-03-20 14:56
2795 | Cobbora BESS |  | Pacific Partnerships | pacificp_NR | NSW1 | 400 | 279501 | CBESS | Battery Storage | Lithium-ion |  |  | Scheduled | 217 |  | 2.4 |  | 520.8 | 800.73 | Publicly Announced |  |  |  | 2026-12-05 | 2025-12-19 12:18
2809 | Cobbora Solar Farm |  | pacificp_NR | pacificp_NR | NSW1 | 700 | 280901 | CSF | Solar PV | Fixed |  |  | Semi-scheduled | 186 |  | 4.4 |  | 818.4 |  | Publicly Announced |  |  |  | 2026-12-05 | 2025-12-19 12:17
2881 | Cobden BESS |  | Cobden BESS Pty Ltd | ARES_NR | VIC1 | 75 | 288102 | COBBS_GU1 | Battery Storage | Lithium-ion |  |  | Scheduled | 22 | 4.23 | 4.6 | 93.06 | 101.2 | 358.6 | Publicly Announced | 2028-06-30 | 2052 |  | 2026-03-10 | 2026-03-30 17:11
1051 | Codrington Wind Farm |  | Energy Pacific (Vic) Pty Ltd | pacificblue_nr | VIC1 | 18.2 | 105101 | Codrington:1-14 | Wind | Onshore |  | CODRNGTON | Non-scheduled | 14 |  | 1.3 |  | 18.2 |  | In Service |  | 2027 |  | 2026-03-10 | 2026-05-22 06:42
1691 | Cohuna Solar Farm |  | Cohuna Solar Farm Pty Ltd as trustee for the Cohuna Solar Farm Trust | enel_NR | VIC1 | 27 | 169102 | CSF | Solar PV | Single Axis Tracking |  | COHUNSF1 | Semi-scheduled | 19 |  | 1.64 |  | 31.16 |  | In Service |  | 2045 |  | 2026-03-10 | 2026-05-25 15:59 | 27.17 | 27.17 | 24.51 | 27.17 | 27.17 | 24.51 | 27.17 | 27.17 | 24.51 | 27.17 | 27.17 | 24.51 | 27.17 | 27.17 | 24.51 | 27.17 | 27.17 | 24.51 | 27.17 | 27.17 | 24.51 | 27.17 | 27.17 | 24.51 | 27.17 | 27.17 | 24.51 | 27.17 | 27.17 | 24.51
1940 | Coleambally BESS | N00024 | Coleambally BESS Trust | octopusinvestments_NR | NSW1 | 100 | 194001 | ColeBESS | Battery Storage | Lithium-ion |  |  | Scheduled | 40 | 3.06 | 4.2 | 122.4 | 168 | 400 | Anticipated | 2029-04-30 | 2064 |  | 2026-03-10 | 2026-06-01 12:33 | 0 | 0 | 0 | 0 | 0 | 0 | 0 | 0 | 0 | 100 | 100 | 100 | 100 | 100 | 100 | 100 | 100 | 100 | 100 | 100 | 100 | 100 | 100 | 100 | 100 | 100 | 100 | 100 | 100 | 100 | 0 | 0 | 0 | 0 | 0 | 0 | 400 | 400 | 400 | 400 | 400 | 400 | 400 | 400 | 400 | 400 | 400 | 400 | 400 | 400
1420 | Coleambally Solar Farm |  | Coleambally Solar Pty Ltd | COLEAMSF | NSW1 | 150 | 142001 | Coleambally Solar Farm:1-90 | Solar PV | Single Axis Tracking |  | COLEASF1 | Semi-scheduled | 90 |  | 1.67 |  | 150.3 |  | In Service |  | 2043 |  | 2026-03-10 | 2026-03-30 16:13 | 150.03 | 150.03 | 150.03 | 150.03 | 150.03 | 150.03 | 150.03 | 150.03 | 150.03 | 150.03 | 150.03 | 150.03 | 150.03 | 150.03 | 150.03 | 150.03 | 150.03 | 150.03 | 150.03 | 150.03 | 150.03 | 150.03 | 150.03 | 150.03 | 150.03 | 150.03 | 150.03 | 150.03 | 150.03 | 150.03
3312 | Coleraine Wind Farm - KCI | V00207 |  |  | VIC1 | 1000 | 331201 | Coleraine Wind Farm | Wind | Onshore |  |  | Semi-scheduled | 1 |  | 1000 |  | 1000 |  | Publicly Announced |  |  |  |  | 2026-07-02 10:07
1052 | Collector |  | Ratch Australia | TOORAWF | NSW1 | 219 | 105201 | Collector:Station | Wind | Onshore |  | COLWF01 | Semi-scheduled | 54 |  | 4.2 |  | 226.8 |  | In Service |  | 2046 |  | 2026-03-10 | 2026-05-19 13:48 | 218.7 | 210.6 | 124.2 | 218.7 | 210.6 | 124.2 | 218.7 | 210.6 | 124.2 | 218.7 | 210.6 | 124.2 | 218.7 | 210.6 | 124.2 | 218.7 | 210.6 | 124.2 | 218.7 | 210.6 | 124.2 | 218.7 | 210.6 | 124.2 | 218.7 | 210.6 | 124.2 | 218.7 | 210.6 | 124.2
3246 | Collinsville BESS |  | Ratch Australia | TOORAWF | QLD1 | 200 | 324601 | Collinsville_B | Battery Storage | Lithium-ion |  |  | Scheduled | 62 | 4.2 | 4.2 | 260.4 | 260.4 | 799.8 | Publicly Announced | 2029-12-30 | 2060 |  | 2026-03-10 | 2026-05-19 13:39
3196 | Collinsville BESS - KCI | Q00291 | Ratch Energy SA | nexif_NR | QLD1 | 200 | 319601 | CO_GU1 | Battery Storage | Lithium-ion |  |  | Scheduled | 1 |  | 200 |  | 200 | 200 | Publicly Announced |  |  |  | 2026-03-10 | 2026-01-22 15:50
2520 | Collinsville Green Energy Hub | Q00242 | COLLINSVILLE GREEN ENERGY HUB PTY LTD | arkenergy_nr | QLD1 | 3000 | 252001 | COL | Wind | Onshore |  |  | Semi-scheduled | 364 |  | 7.8 |  | 2839.2 |  | Publicly Announced |  |  |  | 2026-03-10 | 2025-09-23 02:16
1734 | Collinsville North Battery Project |  | TBSOL | TBSOL | QLD1 | 100 | 173401 | CNBP | Battery Storage | Lithium-ion |  |  | Scheduled | 1 |  | 100 |  | 100 | 100 | Publicly Announced | 2026-12-31 |  |  | 2026-03-10 | 2024-02-13 18:15
1349 | Collinsville PV |  | Ratch Australia | TOORAWF | QLD1 | 40.76 | 134901 | Collinsville PV:All Units | Solar PV | Fixed |  | CSPVPS1 | Semi-scheduled | 17 |  | 2.5 |  | 42.5 |  | In Service |  | 2044 |  | 2026-03-10 | 2026-05-19 13:41 | 42.5 | 41.31 | 39.95 | 42.5 | 41.31 | 39.95 | 42.5 | 41.31 | 39.95 | 42.5 | 41.31 | 39.95 | 42.5 | 41.31 | 39.95 | 42.5 | 41.31 | 39.95 | 42.5 | 41.31 | 39.95 | 42.5 | 41.31 | 39.95 | 42.5 | 41.31 | 39.95 | 42.5 | 41.31 | 39.95
1053 | Colongra |  | Snowy Hydro Ltd | SNOWY | NSW1 | 724 | 105301 | Colongra:1 | Gas Turbine | OCGT | Natural Gas | CG1 | Scheduled | 1 |  | 181 |  | 181 |  | In Service |  | 2070 |  | 2026-03-10 | 2026-03-24 08:41 | 178 | 167 | 164 | 178 | 0 | 0 | 178 | 167 | 164 | 178 | 167 | 164 | 178 | 167 | 164 | 178 | 167 | 164 | 178 | 167 | 164 | 178 | 167 | 164 | 178 | 167 | 164 | 178 | 167 | 164
1053 | Colongra |  | Snowy Hydro Ltd | SNOWY | NSW1 | 724 | 105302 | Colongra:2 | Gas Turbine | OCGT | Natural Gas | CG2 | Scheduled | 1 |  | 181 |  | 181 |  | In Service |  | 2070 |  | 2026-03-10 | 2026-03-24 08:41 | 178 | 167 | 164 | 178 | 167 | 164 | 178 | 167 | 164 | 178 | 167 | 164 | 178 | 167 | 164 | 178 | 167 | 164 | 178 | 167 | 164 | 178 | 167 | 164 | 178 | 167 | 164 | 178 | 167 | 164
1053 | Colongra |  | Snowy Hydro Ltd | SNOWY | NSW1 | 724 | 105303 | Colongra:3 | Gas Turbine | OCGT | Natural Gas | CG3 | Scheduled | 1 |  | 181 |  | 181 |  | In Service |  | 2070 |  | 2026-03-10 | 2026-03-24 08:41 | 178 | 167 | 164 | 178 | 167 | 164 | 178 | 167 | 164 | 178 | 167 | 164 | 178 | 167 | 164 | 178 | 167 | 164 | 178 | 167 | 164 | 178 | 167 | 164 | 178 | 167 | 164 | 178 | 167 | 164
1053 | Colongra |  | Snowy Hydro Ltd | SNOWY | NSW1 | 724 | 105304 | Colongra:4 | Gas Turbine | OCGT | Natural Gas | CG4 | Scheduled | 1 |  | 181 |  | 181 |  | In Service |  | 2070 |  | 2026-03-10 | 2026-03-24 08:41 | 178 | 167 | 164 | 178 | 167 | 164 | 178 | 167 | 164 | 178 | 167 | 164 | 178 | 167 | 164 | 178 | 167 | 164 | 178 | 167 | 164 | 178 | 167 | 164 | 178 | 167 | 164 | 178 | 167 | 164
3062 | Colosseum Solar Farm and BESS | Q00226 | Global Power Generation Australia Pty Ltd | globalpower-generation_NR | QLD1 | 400 | 306201 | CSSF_GU1 | Solar PV | Single Axis Tracking |  |  | Semi-scheduled | 1 | 480 | 400 | 480 | 400 |  | Publicly Announced | 2028-01-02 | 2059 |  | 2026-12-05 | 2026-03-18 13:18
3062 | Colosseum Solar Farm and BESS | Q00226 | Global Power Generation Australia Pty Ltd | globalpower-generation_NR | QLD1 | 400 | 306203 | CSSF_GU2 | Battery Storage | Lithium-ion |  |  | Scheduled | 1 | 480 | 400 | 480 | 400 | 1600 | Publicly Announced | 2028-07-01 | 2059 |  | 2026-12-05 | 2026-03-18 13:18
2554 | Columboola BESS | Q00116 | Columboola BESS Nominees Pty Ltd |  | QLD1 | 700 | 255401 | CBS_GU1 | Battery Storage | Lithium-ion |  |  | Scheduled | 1 |  | 700 |  | 700 |  | Publicly Announced |  |  |  | 2026-03-10 | 2023-07-05 02:42
1459 | Columboola Solar Farm | Q00121 | Luminous Energy | COLUMSF | QLD1 | 162 | 145902 | Columboola:PV Panels | Solar PV | Single Axis Tracking |  | COLUMSF1 | Semi-scheduled | 79 | 2.75 | 2.75 | 217.25 | 217.25 |  | In Service |  | 2046 |  | 2026-03-10 | 2026-05-22 10:17 | 161.95 | 161.95 | 161.95 | 161.95 | 161.95 | 161.95 | 161.95 | 161.95 | 161.95 | 161.95 | 161.95 | 161.95 | 161.95 | 161.95 | 161.95 | 161.95 | 161.95 | 161.95 | 161.95 | 161.95 | 161.95 | 161.95 | 161.95 | 161.95 | 161.95 | 161.95 | 161.95 | 161.95 | 161.95 | 161.95
2749 | Comet Energy Park | Q00181 | Comet Energy Pty Ltd | hadstone_NR | QLD1 | 120 | 274901 | cometbes | Battery Storage | Lithium-ion |  |  | Scheduled | 1 | 120 | 120 | 120 | 120 | 480 | Publicly Announced | 2027-06-30 | 2072 |  | 2026-12-05 | 2026-05-25 06:39
2754 | Comet Park BESS - KCI | N00172 | Samsung C&amp;amp;T Renewable Energy Australia Pty Ltd. | samsung_NR | NSW1 | 150 | 275402 | CPBESS | Battery Storage | Lithium-ion |  |  | Scheduled | 60 | 4.2 | 4.2 | 252 | 252 | 720 | Publicly Announced | 2028-10-30 | 2057 |  | 2026-03-10 | 2026-03-20 11:33
3265 | Conargo Wind Farm - KCI | N00291 | Squadron Energy Pty Ltd | squadronenergy_NR | NSW1 | 130 | 326501 | Conargo Wind Farm | Wind | Onshore |  |  | Semi-scheduled | 1 |  | 130 |  | 130 |  | Publicly Announced |  |  |  | 2026-03-10 | 2026-04-08 09:42
1054 | Condamine A |  | QGC Sales QLD Pty Ltd | QGCSALE1 | QLD1 | 144 | 105401 | 1OCGT | Gas Turbine | CCGT | Natural Gas | CPSA | Scheduled | 1 |  | 43.7 |  | 43.7 |  | In Service |  | 2039 |  | 2026-03-10 | 2026-03-26 11:12 | 43.907 | 41.891 | 41.787 | 43.907 | 41.891 | 41.787 | 43.907 | 41.891 | 41.787 | 43.907 | 41.891 | 41.787 | 43.907 | 41.891 | 41.787 | 43.907 | 41.891 | 41.787 | 43.907 | 41.891 | 41.787 | 43.907 | 41.891 | 41.787 | 43.907 | 41.891 | 41.787 | 43.907 | 41.891 | 41.787
1054 | Condamine A |  | QGC Sales QLD Pty Ltd | QGCSALE1 | QLD1 | 144 | 105402 | 2OCGT | Gas Turbine | CCGT | Natural Gas | CPSA | Scheduled | 1 |  | 43.7 |  | 43.7 |  | In Service |  | 2039 |  | 2026-03-10 | 2026-03-26 11:12 | 43.907 | 41.891 | 41.787 | 43.907 | 41.891 | 41.787 | 43.907 | 41.891 | 41.787 | 43.907 | 41.891 | 41.787 | 43.907 | 41.891 | 41.787 | 43.907 | 41.891 | 41.787 | 43.907 | 41.891 | 41.787 | 43.907 | 41.891 | 41.787 | 43.907 | 41.891 | 41.787 | 43.907 | 41.891 | 41.787
1054 | Condamine A |  | QGC Sales QLD Pty Ltd | QGCSALE1 | QLD1 | 144 | 105403 | 3 ST | Gas Turbine | Steam Turbine | Natural Gas | CPSA | Scheduled | 1 |  | 57 |  | 57 |  | In Service |  | 2039 |  | 2026-03-10 | 2026-03-26 11:12 | 0 | 0 | 0 | 0 | 0 | 0 | 0 | 54.971 | 54.971 | 56.433 | 54.971 | 54.971 | 56.433 | 54.971 | 54.971 | 56.433 | 54.971 | 54.971 | 56.433 | 54.971 | 54.971 | 56.433 | 54.971 | 54.971 | 56.433 | 54.971 | 54.971 | 56.433 | 54.971 | 54.971
1055 | Condong |  | Cape Byron Management PTY LTD | cbpower_NR | NSW1 | 30 | 105501 | CDG | Gas Turbine | Steam Turbine | Biofuel/Biomass | CONDONG1 | Non-scheduled | 1 |  | 30 |  | 30 |  | In Service |  | 2038 |  | 2026-03-10 | 2026-03-27 12:48
2841 | Connewarren BESS | V00161 | Akaysha Energy Pty Ltd | akayshaenergy_NR | VIC1 | 1100 | 284101 | CWBS_GU1 | Battery Storage | Lithium-ion |  |  | Scheduled | 704 | 1.56 | 1.56 | 1098.24 | 1098.24 | 4400 | Publicly Announced | 2029-12-03 | 2060 |  | 2026-03-10 | 2026-05-25 13:03
2755 | Conroys Gap WF - KCI | N00170 | Waldren Construction Pty Ltd. |  | NSW1 | 30 | 275501 | conroywf | Wind | Onshore |  |  | Semi-scheduled | 15 |  | 2 |  | 30 |  | Publicly Announced |  |  |  | 2026-03-10 | 2024-07-02 02:19
2331 | Cooba Solar Farm - KCI | V00058 | Venn Energy Pty Ltd / Cooba Solar Project Pty Ltd | vennenergy_nr | VIC1 | 270 | 233101 | CSF_GU1 | Solar PV | Single Axis Tracking |  |  | Semi-scheduled | 76 | 4.3 | 4.2 | 326.8 | 319.2 |  | Publicly Announced | 2028-10-30 | 2058 |  | 2026-12-05 | 2026-05-07 10:04
2331 | Cooba Solar Farm - KCI | V00058 | Venn Energy Pty Ltd / Cooba Solar Project Pty Ltd | vennenergy_nr | VIC1 | 270 | 233103 | CSF_GU2_BESS | Battery Storage | Lithium-ion |  |  | Scheduled | 76 | 4.3 | 4.2 | 326.8 | 319.2 | 912 | Publicly Announced | 2028-10-30 | 2058 |  | 2026-12-05 | 2026-05-07 10:04
2681 | Cooma Solar And BESS (ACEN) | N00151 | ACEN RENEWABLES | acenaustralia_NR | NSW1 | 180 | 268101 | COBS_CG1 | Solar PV | Single Axis Tracking |  |  | Semi-scheduled | 1 | 105 | 80 | 105 | 80 |  | Publicly Announced | 2029-03-08 | 2080 |  | 2026-03-10 | 2026-05-19 15:14
2681 | Cooma Solar And BESS (ACEN) | N00151 | ACEN RENEWABLES | acenaustralia_NR | NSW1 | 180 | 268102 | COBS_GU1 | Battery Storage | Lithium-ion |  |  | Scheduled | 1 | 180 | 180 | 180 | 180 | 360 | Publicly Announced | 2029-03-08 | 2080 |  | 2026-03-10 | 2026-05-19 15:14
3173 | Coonerang Wind Farm |  | Rock Flat Renewables Pty Ltd | someva_NR | NSW1 | 264 | 317301 | Coonerang WF | Wind | Onshore |  |  | Semi-scheduled | 33 | 8 | 8 | 264 | 264 |  | Publicly Announced | 2030-12-01 | 2059 |  | 2026-03-10 | 2026-04-01 11:32
3173 | Coonerang Wind Farm |  | Rock Flat Renewables Pty Ltd | someva_NR | NSW1 | 264 | 317302 | Coonerang BESS | Battery Storage | Lithium-ion |  |  | Scheduled | 40 | 3.78 | 3.78 | 151.2 | 151.2 | 604.8 | Publicly Announced | 2030-12-01 | 2050 |  | 2026-03-10 | 2026-04-01 11:32
1333 | Coonooer Bridge Wind Farm |  | Coonooer Bridge Wind Farm Pty Ltd | CBWF | VIC1 | 19.8 | 133301 | Coonooer Bridge Wind Farm:1-6 | Wind | Onshore |  | CBWF1 | Non-scheduled | 6 | 3.3 | 3.3 | 19.8 | 19.8 |  | In Service |  | 2036 |  | 2026-03-10 | 2026-05-22 10:19
1057 | Coopers Gap Wind Farm |  | PARF Company 6 Pty Limited | SNOWTOWN | QLD1 | 453 | 105701 | Coopers Gap Wind Farm:1-91 | Wind | Onshore |  | COOPGWF1 | Semi-scheduled | 91 |  | 3.63 |  | 330.33 |  | In Service |  | 2044 |  | 2026-03-10 | 2026-03-31 09:38 | 320.775 | 320.775 | 320.775 | 320.775 | 320.775 | 320.775 | 320.775 | 320.775 | 320.775 | 320.775 | 320.775 | 320.775 | 320.775 | 320.775 | 320.775 | 320.775 | 320.775 | 320.775 | 320.775 | 320.775 | 320.775 | 320.775 | 320.775 | 320.775 | 320.775 | 320.775 | 320.775 | 320.775 | 320.775 | 320.775
1057 | Coopers Gap Wind Farm |  | PARF Company 6 Pty Limited | SNOWTOWN | QLD1 | 453 | 105702 | Coopers Gap Wind Farm:92-123 | Wind | Onshore |  | COOPGWF1 | Semi-scheduled | 32 |  | 3.83 |  | 122.56 |  | In Service |  | 2044 |  | 2026-03-10 | 2026-03-31 09:38 | 119.2 | 119.2 | 119.2 | 119.2 | 119.2 | 119.2 | 119.2 | 119.2 | 119.2 | 119.2 | 119.2 | 119.2 | 119.2 | 119.2 | 119.2 | 119.2 | 119.2 | 119.2 | 119.2 | 119.2 | 119.2 | 119.2 | 119.2 | 119.2 | 119.2 | 119.2 | 119.2 | 119.2 | 119.2 | 119.2
2632 | Cooroy BESS |  | Enervest Operations Pty Ltd | enervest_NR | QLD1 | 100 | 263201 | CRBS_GU1 | Battery Storage | Lithium-ion |  |  | Scheduled | 1 |  | 100 |  | 100 | 400 | Publicly Announced | 2029-03-31 | 2049 |  | 2026-12-05 | 2026-03-31 16:01
1058 | Copeton |  | AGL | SOUTHHYD | NSW1 | 20 | 105801 | Copeton:1 | Hydro | Dam |  | COPTNHYD | Non-scheduled | 1 |  | 20 |  | 20 |  | In Service |  | 2036 |  | 2026-03-10 | 2026-03-31 14:56
1581 | Coppabella Hybrid Generator | N00029 | Coppabella Wind Farm Pty Ltd | goldwindaustralia_NR | NSW1 | 270 | 158101 | Coppabella Wind Farm:1 | Wind | Onshore |  |  | Semi-scheduled | 69 | 4.2 | 4.2 | 289.8 | 289.8 |  | Anticipated | 2027-07-25 | 2057 |  | 2026-12-05 | 2026-05-12 10:11 | 0 | 0 | 0 | 270.48 | 270.48 | 270.48 | 270.48 | 270.48 | 270.48 | 270.48 | 270.48 | 270.48 | 270.48 | 270.48 | 270.48 | 270.48 | 270.48 | 270.48 | 270.48 | 270.48 | 270.48 | 270.48 | 270.48 | 270.48 | 270.48 | 270.48 | 270.48 | 270.48 | 270.48 | 270.48
2616 | Corop BESS | V00132 | Leeson Solar Pty Ltd. | leeson_nr | VIC1 | 400 | 261601 | CBS_GU1 | Battery Storage | Lithium-ion |  |  | Scheduled | 1 |  | 400 |  | 400 |  | Publicly Announced |  |  |  | 2025-09-01 | 2025-11-17 10:54
2615 | Corop Solar Farm | V00132 | Leeson Solar Pty Ltd. | leeson_nr | VIC1 | 400 | 261501 | CSF_GU1 | Solar PV | Fixed |  |  | Semi-scheduled | 1 |  | 400 |  | 400 |  | Publicly Announced |  |  |  | 2025-09-01 | 2023-10-17 17:41
1520 | Corowa Solar Farm |  | Corowa Operationsco Pty Ltd as trustee for Corowa Operations Trust | COROWASF | NSW1 | 30 | 152001 | CorowaSF | Solar PV | Single Axis Tracking |  | CRWASF1 | Semi-scheduled | 22 |  | 1.64 |  | 36.08 |  | In Service |  | 2051 |  | 2026-03-10 | 2025-09-23 04:48 | 30.008 | 30.008 | 30.008 | 30.008 | 30.008 | 30.008 | 30.008 | 30.008 | 30.008 | 30.008 | 30.008 | 30.008 | 30.008 | 30.008 | 30.008 | 30.008 | 30.008 | 30.008 | 30.008 | 30.008 | 30.008 | 30.008 | 30.008 | 30.008 | 30.008 | 30.008 | 30.008
2332 | Cranbourne BESS (Macquarie) | V00035 | Macquarie Corporate Holdings Pty Ltd |  | VIC1 | 150 | 233201 | CBS_GU1 | Battery Storage | Lithium-ion |  |  | Scheduled | 1 |  | 150 |  | 150 |  | Publicly Announced |  |  |  | 2026-03-10 | 2023-04-27 22:36
1968 | Cressbrook Pumped Hydro Project | Q00051 | Cressbrook Project Co Pty Ltd as trustee | CressbrookProjectCo | QLD1 | 400 | 196801 | Cressbrook Pumped Hydro | Hydro | Pumped Hydro |  |  | Scheduled | 2 |  | 200 |  | 400 | 4000 | Publicly Announced | 2036-09-30 | 2066 |  | 2026-12-05 | 2026-06-01 14:10
1061 | Crookwell 2 Wind Farm |  | Crookwell Development Pty Ltd | CROOKWD | NSW1 | 91 | 106101 | Crookwell 2 Wind Farm:Units 1-28 | Wind | Onshore |  | CROOKWF2 | Semi-scheduled | 28 |  | 3.43 |  | 96.04 |  | In Service |  | 2043 |  | 2026-03-10 | 2026-03-17 13:14 | 91 | 91 | 91 | 91 | 91 | 91 | 91 | 91 | 91 | 91 | 91 | 91 | 91 | 91 | 91 | 91 | 91 | 91 | 91 | 91 | 91 | 91 | 91 | 91 | 91 | 91 | 91 | 91 | 91 | 91
1062 | Crookwell 3 Wind Farm | N00041 | Crookwell 3 Development Pty Ltd | CROOKWD3 | NSW1 | 56 | 106201 | CR3WF | Wind | Onshore |  | CROOKWF3 | Semi-scheduled | 16 |  | 3.6 |  | 57.6 |  | In Service |  | 2054 |  | 2026-03-10 | 2026-03-17 13:25 | 56 | 56 | 56 | 56 | 56 | 56 | 56 | 56 | 56 | 56 | 56 | 56 | 56 | 56 | 56 | 56 | 56 | 56 | 56 | 56 | 56 | 56 | 56 | 56 | 56 | 56 | 56 | 56 | 56 | 56
1566 | Crowlands Wind Farm |  | Pacific Hydro Crowlands Pty Ltd | CROWLDWF | VIC1 | 79.95 | 156601 | Crowlands Wind Farm:Units 1-39 | Wind | Onshore |  | CROWLWF1 | Semi-scheduled | 39 |  | 2.05 |  | 79.95 |  | In Service |  | 2049 |  | 2026-03-10 | 2026-05-19 13:18 | 79.95 | 79.95 | 79.95 | 79.95 | 79.95 | 79.95 | 79.95 | 79.95 | 79.95 | 79.95 | 79.95 | 79.95 | 79.95 | 79.95 | 79.95 | 79.95 | 79.95 | 79.95 | 79.95 | 79.95 | 79.95 | 79.95 | 79.95 | 79.95 | 79.95 | 79.95 | 79.95 | 79.95 | 79.95 | 79.95
3064 | Croydon Hybrid Facility - Solar And BESS | Q00229 | ACEnergy Pty Ltd | acenergy_NR | QLD1 | 500 | 306401 | CDBS_GU1 | Battery Storage | Lithium-ion |  |  | Scheduled | 1 | 650 | 500 | 650 | 500 | 1000 | Publicly Announced | 2028-12-01 | 2048 |  | 2026-03-10 | 2026-03-30 17:00
3064 | Croydon Hybrid Facility - Solar And BESS | Q00229 | ACEnergy Pty Ltd | acenergy_NR | QLD1 | 500 | 306402 | CDSF_GU1 | Solar PV | Fixed |  |  | Semi-scheduled | 1 | 650 | 500 | 650 | 500 |  | Publicly Announced | 2028-12-01 | 2048 |  | 2026-03-10 | 2026-03-30 17:00
1281 | Crudine Ridge Wind Farm |  | CRWF Nominees Pty Ltd as trustee of the CRWF Trust | squadronenergy_NR | NSW1 | 138 | 128101 | Crudine Ridge Wind Farm:1-37 | Wind | Onshore |  | CRURWF1 | Semi-scheduled | 37 |  | 3.83 |  | 141.71 |  | In Service |  | 2041 |  | 2026-03-10 | 2026-03-19 22:23 | 138.01 | 138.01 | 138.01 | 138.01 | 138.01 | 138.01 | 138.01 | 138.01 | 138.01 | 138.01 | 138.01 | 138.01 | 138.01 | 138.01 | 138.01 | 138.01 | 138.01 | 138.01 | 138.01 | 138.01 | 138.01 | 138.01 | 138.01 | 138.01 | 138.01 | 138.01 | 138.01 | 138.01 | 138.01 | 138.01
3154 | Culcairn BESS |  | Neoen Australia Pty Ltd | neoen_NR | NSW1 | 200 | 315402 | CULCBES1 | Battery Storage | Lithium-ion |  |  | Scheduled | 64 | 3.13 | 3.13 | 200.32 | 200.32 | 800 | Committed* | 2027-03-31 | 2053 |  | 2026-12-05 | 2026-06-05 21:06 | 0 | 0 | 0 | 100 | 200 | 200 | 200 | 200 | 200 | 200 | 200 | 200 | 200 | 200 | 200 | 200 | 200 | 200 | 200 | 200 | 200 | 200 | 200 | 200 | 200 | 200 | 200 | 200 | 200 | 200 | 0 | 0 | 400 | 800 | 800 | 800 | 800 | 800 | 800 | 800 | 800 | 800 | 800 | 800 | 800 | 800 | 800 | 800 | 800 | 800
2630 | Culcairn Solar Farm |  | Culcairn Solar Farm Pty Ltd as trustee for Culcairn Solar Farm Trust | neoen_NR | NSW1 | 350 | 263001 | CSF_GU1 | Solar PV | Single Axis Tracking |  | CUSF1 | Semi-scheduled | 111 |  | 3.15 |  | 349.65 |  | In Service |  | 2060 |  | 2026-12-05 | 2026-05-27 09:03 | 349.983 | 349.983 | 332.445 | 349.983 | 349.983 | 332.445 | 349.983 | 349.983 | 332.445 | 349.983 | 349.983 | 332.445 | 349.983 | 349.983 | 332.445 | 349.983 | 349.983 | 332.445 | 349.983 | 349.983 | 332.445 | 349.983 | 349.983 | 332.445 | 349.983 | 349.983 | 332.445 | 349.983 | 349.983 | 332.445
1064 | Cullerin Range Wind Farm |  | Cullerin Range Wind Farm Pty Ltd | CULLRGWF | NSW1 | 30 | 106401 | Cullerin Range Wind Farm:1-15 | Wind | Onshore |  | CULLRGWF | Significant Non-scheduled | 15 |  | 2 |  | 30 |  | In Service |  | 2038 |  | 2026-03-10 | 2026-03-27 16:02 | 30 | 30 | 30 | 30 | 30 | 30 | 30 | 30 | 30 | 30 | 30 | 30 | 30 | 30 | 30 | 30 | 30 | 30 | 30 | 30 | 30 | 30 | 30 | 30 | 30 | 30 | 30 | 30 | 30 | 30
1412 | Dalby Solar Farm |  | Dalby Asset Trust | frv_NR | QLD1 | 4.36 | 141201 | Dalby BESS | Battery Storage | Iron-air |  |  | Non-scheduled | 2 | 1.27 | 1.27 | 2.54 | 2.54 | 10 | Publicly Announced |  | 2042 |  | 2026-12-05 | 2026-05-12 15:09
1412 | Dalby Solar Farm |  | Dalby Asset Trust | frv_NR | QLD1 | 4.36 | 141202 | Dalby Solar | Solar PV | Fixed |  |  | Non-scheduled | 13 | 0.19 | 0.19 | 2.47 | 2.47 |  | Publicly Announced |  | 2042 |  | 2026-12-05 | 2026-05-12 15:09
1553 | Dalrymple BESS |  | ElectraNet | TIPSCO | SA1 | 30 | 155301 | BESS1-12 | Battery Storage | Lithium-ion |  | DALNTH1 | Scheduled | 12 | 2.5 | 2.5 | 30 | 30 | 9 | In Service |  | 2030 |  | 2026-03-10 | 2026-03-24 09:39 | 30 | 30 | 30 | 30 | 30 | 30 | 30 | 30 | 30 | 30 | 30 | 30 | 30 | 0 | 0 | 0 | 0 | 0 | 0 | 0 | 0 | 0 | 0 | 0 | 0 | 0 | 0 | 0 | 0 | 0 | 10 | 10 | 9 | 9 | 9 | 9 | 8 | 8 | 8 | 0 | 0 | 0 | 0 | 0 | 0 | 0 | 0 | 0 | 0 | 0
1931 | Dalvui BESS | V00022 | Tilt Renewables Australia Pty Ltd | SNOWTOWN | VIC1 | 250 | 193101 | DALVBESS | Battery Storage | Lithium-ion |  |  | Scheduled | 1 |  | 250 |  | 250 | 500 | Publicly Announced | 2029-08-27 | 2054 |  | 2026-12-05 | 2026-05-19 16:16
1066 | Darling Downs |  | Origin Energy Power Limited | BORAL | QLD1 | 644 | 106601 | Darling Downs:1 | Gas Turbine | CCGT | Natural Gas | DDPS1 | Scheduled | 1 |  | 280 |  | 280 |  | In Service |  | 2050 |  | 2026-03-10 | 2026-03-30 10:50 | 273 | 252 | 245 | 273 | 252 | 245 | 273 | 252 | 245 | 273 | 252 | 245 | 273 | 252 | 245 | 273 | 252 | 245 | 273 | 252 | 245 | 273 | 252 | 245 | 273 | 252 | 245 | 273 | 252 | 245
1066 | Darling Downs |  | Origin Energy Power Limited | BORAL | QLD1 | 644 | 106602 | Darling Downs:2 | Gas Turbine | CCGT | Natural Gas | DDPS1 | Scheduled | 1 |  | 121.5 |  | 121.5 |  | In Service |  | 2050 |  | 2026-03-10 | 2026-03-30 10:50 | 119 | 109 | 106 | 119 | 109 | 106 | 119 | 109 | 106 | 119 | 109 | 106 | 119 | 109 | 106 | 119 | 109 | 106 | 119 | 109 | 106 | 119 | 109 | 106 | 119 | 109 | 106 | 119 | 109 | 106
1066 | Darling Downs |  | Origin Energy Power Limited | BORAL | QLD1 | 644 | 106603 | Darling Downs:3 | Gas Turbine | CCGT | Natural Gas | DDPS1 | Scheduled | 1 |  | 121.5 |  | 121.5 |  | In Service |  | 2050 |  | 2026-03-10 | 2026-03-30 10:50 | 119 | 109 | 106 | 119 | 109 | 106 | 119 | 109 | 106 | 119 | 109 | 106 | 119 | 109 | 106 | 119 | 109 | 106 | 119 | 109 | 106 | 119 | 109 | 106 | 119 | 109 | 106 | 119 | 109 | 106
1066 | Darling Downs |  | Origin Energy Power Limited | BORAL | QLD1 | 644 | 106604 | Darling Downs:4 | Gas Turbine | CCGT | Natural Gas | DDPS1 | Scheduled | 1 |  | 121.5 |  | 121.5 |  | In Service |  | 2050 |  | 2026-03-10 | 2026-03-30 10:50 | 119 | 109 | 106 | 119 | 109 | 106 | 119 | 109 | 106 | 119 | 109 | 106 | 119 | 109 | 106 | 119 | 109 | 106 | 119 | 109 | 106 | 119 | 109 | 106 | 119 | 109 | 106 | 119 | 109 | 106
3073 | Darling Downs Power Station 2 | Q00234 | Origin Energy | originenergy_NR | QLD1 | 500 | 307301 | DDPS_GU1 | Gas Turbine | OCGT | Other |  | Scheduled | 1 |  | 500 |  | 500 |  | Publicly Announced |  |  |  | 2026-03-10 | 2026-03-27 14:23
1545 | Darling Downs Solar Farm |  | Darling Downs Solar Farm Pty Ltd | DDSF | QLD1 | 110 | 154501 | Darling Downs Solar Farm:DDSF1 | Solar PV | Fixed |  | DDSF1 | Semi-scheduled | 44 | 2.75 | 2.75 | 121 | 121 |  | In Service |  | 2045 |  | 2026-03-10 | 2026-05-19 10:27 | 108.504 | 108.504 | 108.504 | 108.504 | 108.504 | 108.504 | 108.504 | 108.504 | 108.504 | 108.504 | 108.504 | 108.504 | 108.504 | 108.504 | 108.504 | 108.504 | 108.504 | 108.504 | 108.504 | 108.504 | 108.504 | 108.504 | 108.504 | 108.504 | 108.504 | 108.504 | 108.504 | 108.504 | 108.504 | 108.504
2019 | Darlington Point Energy Storage System |  | DPESS Pty Ltd | EASTENGY | NSW1 | 25 | 201901 | Darlington Pnt ESS1 | Battery Storage | Lithium-ion |  | DPNTB1 | Scheduled | 16 | 1.56 | 1.56 | 24.96 | 24.96 | 50.08 | In Service |  | 2051 |  | 2026-03-10 | 2026-05-12 10:08 | 25 | 25 | 25 | 25 | 25 | 25 | 25 | 25 | 25 | 25 | 25 | 25 | 25 | 25 | 25 | 25 | 25 | 25 | 25 | 25 | 25 | 25 | 25 | 25 | 25 | 25 | 25 | 25 | 0 | 0 | 43.5 | 42.5 | 42.5 | 41.6 | 41.6 | 40.7 | 40.7 | 39.8 | 39.8 | 39 | 39 | 38.3 | 38.3 | 37.6 | 37.6 | 37 | 37 | 36.4 | 36.4 | 0
1518 | Darlington Point Solar Farm |  | Darlington Point Solar Farm Pty Ltd | DARLSF | NSW1 | 275 | 151801 | Darlington Point Solar Farm:1-108 | Solar PV | Single Axis Tracking |  | DARLSF1 | Semi-scheduled | 108 |  | 2.55 |  | 275.4 |  | In Service |  | 2055 |  | 2026-03-10 | 2025-12-16 17:44 | 274.968 | 266.004 | 263.304 | 274.968 | 266.004 | 263.304 | 274.968 | 266.004 | 263.304 | 274.968 | 266.004 | 263.304 | 274.968 | 266.004 | 263.304 | 274.968 | 266.004 | 263.304 | 274.968 | 266.004 | 263.304 | 274.968 | 266.004 | 263.304 | 274.968 | 266.004 | 263.304
2464 | Darlington Wind Farm - GPG |  | globalpower-generation_NR | globalpower-generation_NR | VIC1 | 324 | 246401 | DGWF | Wind | Onshore |  |  | Semi-scheduled | 45 |  | 7.2 |  | 324 |  | Publicly Announced | 2030-01-01 | 2057 |  | 2026-12-05 | 2026-03-18 14:20
3029 | Darnum BESS |  | samsung_NR | samsung_NR | VIC1 | 200 | 302902 | DARBESS | Battery Storage | Lithium-ion |  |  | Scheduled | 196 | 1.15 | 1.15 | 225.4 | 225.4 | 784 | Publicly Announced | 2028-11-30 | 2057 |  | 2026-03-10 | 2026-03-20 11:30
3291 | Dartmoor BESS |  | Zebre Pty Ltd | zenenergy_NR | SA1 | 144 | 329101 | Dartmoor BESS | Other | Lithium-ion |  |  | Scheduled | 1 | 144 | 144 | 144 | 144 | 576 | Publicly Announced |  |  |  |  | 2026-06-01 15:39
1068 | Dartmouth |  | AGL Hydro Partnership | SOUTHHYD | VIC1 | 185 | 106801 | Dartmouth:1 | Hydro | Dam |  | DARTM1 | Scheduled | 1 |  | 185 |  | 185 |  | In Service |  | 2057 |  | 2026-03-10 | 2026-03-26 10:18 | 170 | 170 | 170 | 170 | 170 | 170 | 170 | 170 | 170 | 170 | 170 | 170 | 170 | 170 | 170 | 170 | 170 | 170 | 170 | 170 | 170 | 170 | 170 | 170 | 170 | 170 | 170 | 170 | 170 | 170
2983 | Dawson Wind Farm | Q00197 | Highland Energy Australia Pty Ltd | highlandenergy_nr | QLD1 | 560 | 298301 | DSWF_GU1 | Wind | Onshore |  |  | Semi-scheduled | 1 |  | 560 |  | 560 |  | Publicly Announced |  |  |  | 2025-09-01 | 2025-04-02 17:35
1516 | Daydream Solar Farm |  | The Daydream Solar Farm Trust | atmos_nr | QLD1 | 150 | 151601 | DSF:1-61 | Solar PV | Single Axis Tracking |  | DAYDSF1 | Semi-scheduled | 61 | 2.75 | 2.46 | 167.75 | 150.06 |  | In Service |  | 2048 |  | 2026-03-10 | 2026-03-27 12:29 | 149.999 | 147.071 | 145.79 | 149.999 | 147.071 | 145.79 | 149.999 | 147.071 | 145.79 | 149.999 | 147.071 | 145.79 | 149.999 | 147.071 | 145.79 | 149.999 | 147.071 | 145.79 | 149.999 | 147.071 | 145.79 | 149.999 | 147.071 | 145.79 | 149.999 | 147.071 | 145.79 | 149.999 | 147.071 | 145.79
2546 | Deal 1 (West) Off Shore Wind Farm | V00107 | BayWa r.e. Australia Offshore Wind Projects 1 Pty Ltd | baywa-re_NR | VIC1 | 2970 | 254601 | DWWF_GU1 | Wind | Offshore - fixed |  |  | Semi-scheduled | 165 |  | 18 |  | 2970 |  | Publicly Announced |  | 2067 |  | 2026-03-10 | 2024-02-14 06:43
2547 | Deal 2 (East) Off Shore Wind Farm | V00108 | BayWa r.e. Australia Offshore Wind Projects 2 Pty Ltd | baywa-re_NR | VIC1 | 2968 | 254701 | DEWF_GU1 | Wind | Offshore - fixed |  |  | Semi-scheduled | 212 |  | 14 |  | 2968 |  | Publicly Announced |  | 2067 |  | 2026-03-10 | 2024-02-14 06:44
3014 | Deargee Solar And BESS |  | ACEN Renewables | acenaustralia_NR | NSW1 | 1020 | 301401 | BESS | Battery Storage | Lithium-ion |  |  | Scheduled | 1 |  | 700 |  | 700 | 700 | Publicly Announced |  |  |  | 2026-03-10 | 2026-01-07 11:13
3014 | Deargee Solar And BESS |  | ACEN Renewables | acenaustralia_NR | NSW1 | 1020 | 301402 | Deeargee | Solar PV | Single Axis Tracking |  |  | Semi-scheduled | 1 |  | 320 |  | 320 |  | Publicly Announced |  |  |  | 2026-03-10 | 2026-01-07 11:13
2621 | Dederang BESS | V00143 | Mint Renewables | mintrenewables_nr | VIC1 | 200 | 262101 | DBES_GU1 | Battery Storage | Lithium-ion |  |  | Scheduled | 1 | 200 | 200 | 200 | 200 | 800 | Publicly Announced | 2029-07-01 | 2050 |  | 2026-12-05 | 2026-05-25 14:28
2933 | Deepwater Hybrid Facility | N00200 | Ib vogt Development Australia Pty Ltd | ibvogt_NR | NSW1 | 120 | 293301 | DWBS_GU1 | Battery Storage | Lithium-ion |  |  | Scheduled | 35 | 4 | 3.8 | 140 | 133 | 532 | Publicly Announced | 2030-01-01 | 2055 |  | 2026-12-05 | 2026-05-25 17:22
2933 | Deepwater Hybrid Facility | N00200 | Ib vogt Development Australia Pty Ltd | ibvogt_NR | NSW1 | 120 | 293302 | DWSF_GU1 | Solar PV | Single Axis Tracking |  |  | Semi-scheduled | 35 | 4 | 3.8 | 140 | 133 |  | Publicly Announced | 2030-01-01 | 2055 |  | 2026-12-05 | 2026-05-25 17:22
3106 | Deer Park BESS - Akaysha |  | Akaysha Energy | akayshaenergy_NR | VIC1 | 275 | 310601 | DPBS_GU1 | Battery Storage | Lithium-ion |  |  | Scheduled | 248 | 1.11 | 1.11 | 275.28 | 275.28 | 1101.12 | Publicly Announced | 2028-11-30 | 2065 |  | 2026-03-10 | 2026-05-25 13:23
1949 | Delburn Wind Farm | V00131 | Delburn Wind Farm Pty Ltd | res-group_NR | VIC1 | 204.6 | 194901 | DelburnW | Wind | Onshore |  |  | Semi-scheduled | 33 | 6.2 | 6.2 | 204.6 | 204.6 |  | Committed* | 2028-10-23 | 2058 |  | 2026-12-05 | 2026-06-01 15:41 | 0 | 0 | 0 | 0 | 0 | 0 | 0 | 204.6 | 204.6 | 204.6 | 204.6 | 204.6 | 204.6 | 204.6 | 204.6 | 204.6 | 204.6 | 204.6 | 204.6 | 204.6 | 204.6 | 204.6 | 204.6 | 204.6 | 204.6 | 204.6 | 204.6 | 204.6 | 204.6 | 204.6
3058 | Denham BESS | V00181 | Valent Energy Developments Pty Ltd | valent-energy_nr | VIC1 | 300 | 305801 | DBESS | Battery Storage | Lithium-ion |  |  | Scheduled | 1 | 4.2 | 300 | 4.2 | 300 | 1200 | Publicly Announced | 2028-07-28 | 2047 |  | 2026-03-10 | 2026-03-27 17:06
2375 | Deniliquin East BESS | N00101 | BESS Arctic Pty Ltd | gransolar_NR | NSW1 | 100 | 237501 | DENE_GU1 | Battery Storage | Lithium-ion |  |  | Scheduled | 1 | 100 | 100 | 100 | 100 | 500 | Publicly Announced | 2028-12-20 | 2055 |  | 2026-12-05 | 2026-05-20 09:42
2722 | Denman BESS - KCI | N00161 | M Renewables Australia Developments Pty Ltd |  | NSW1 | 2400 | 272201 | DNBS_GU1 | Battery Storage | Lithium-ion |  |  | Scheduled | 572 |  | 4.2 |  | 2402.4 |  | Publicly Announced |  |  |  | 2026-03-10 | 2024-04-02 22:03
2513 | Derby Solar Farm and BESS |  | DERBY SOLAR PROJECT PTY LTD | sungrow-re_nr | VIC1 | 95 | 251301 | DBBS_GU1 | Battery Storage | Lithium-ion |  |  | Scheduled | 1 |  | 95 |  | 95 | 110 | Publicly Announced | 2027-09-01 | 2057 |  | 2026-12-05 | 2026-01-22 15:26
2513 | Derby Solar Farm and BESS |  | DERBY SOLAR PROJECT PTY LTD | sungrow-re_nr | VIC1 | 95 | 251302 | DSF_GU1 | Solar PV | Single Axis Tracking |  |  | Semi-scheduled | 30 | 4.17 | 3.17 | 125.1 | 95.1 |  | Anticipated | 2028-04-01 | 2057 |  | 2026-12-05 | 2026-01-22 15:26 | 0 | 0 | 0 | 95.1 | 95.1 | 95.1 | 95.1 | 95.1 | 95.1 | 95.1 | 95.1 | 95.1 | 95.1 | 95.1 | 95.1 | 95.1 | 95.1 | 95.1 | 95.1 | 95.1 | 95.1 | 95.1 | 95.1 | 95.1 | 95.1
3148 | Derringullen Energy Storage System |  | Bid Energy Partners Pty Ltd | bid_nr | NSW1 | 400 | 314801 | Derringullen Energy Storage System | Battery Storage | Lithium-ion |  |  | Scheduled | 409 | 1 | 0.98 | 409 | 400.82 | 1636 | Publicly Announced | 2028-12-01 | 2050 |  | 2026-12-05 | 2026-05-20 07:29
2232 | Derwent Valley Wind Farm | T00012 | West Coast Renewable Energy |  | TAS1 | 150 | 223201 | DVWF_G1 | Wind | Onshore |  |  | Semi-scheduled | 1 |  | 150 |  | 150 |  | Publicly Announced |  |  |  | 2026-03-10 | 2023-01-19 00:50
1069 | Devils Gate |  | Hydro-Electric Corporation | HYDROTAS | TAS1 | 67 | 106901 | Devils Gate:1 | Hydro | Dam |  | DEVILS_G | Scheduled | 1 |  | 60 |  | 60 |  | In Service |  | 2100 |  | 2026-03-10 | 2026-03-20 15:01 | 64 | 64 | 64 | 64 | 64 | 64 | 64 | 64 | 64 | 64 | 0 | 0 | 64 | 64 | 64 | 64 | 64 | 64 | 0 | 0 | 0 | 64 | 64 | 64 | 64 | 64 | 64 | 64 | 64 | 64
2985 | Devlins Bridge Battery Storage | N00220 | Devlins Bridge Wind Farm Holdco Pty Ltd | devlinsbridge_nr | NSW1 | 660 | 298501 | DBBS_GU1 | Battery Storage | Lithium-ion |  |  | Scheduled | 1 |  | 600 |  | 600 |  | Publicly Announced |  |  |  | 2025-09-01 | 2025-04-02 17:52
2984 | Devlins Wind Farm | N00220 | Devlins Bridge Wind Farm Holdco Pty Ltd | devlinsbridge_nr | NSW1 | 663 | 298401 | DBWF_GU1 | Wind | Onshore |  |  | Semi-scheduled | 94 |  | 7.05 |  | 662.7 |  | Publicly Announced |  |  |  | 2025-09-01 | 2025-04-02 17:41
1496 | Diapur Wind Farm |  | Prime Renewables Pty Ltd | primerenewables_nr | VIC1 | 7.4 | 149601 | DiapurWF | Wind | Onshore |  | DIAPURWF1 | Non-scheduled | 2 |  | 4 |  | 8 |  | In Service |  | 2051 |  | 2026-03-10 | 2026-03-30 16:09
1924 | Dinawan Energy Hub | N00155 | Spark Renewables Pty Ltd | sparkrenewables_NR | NSW1 | 1007 | 192402 | DINB | Battery Storage | Lithium-ion |  |  | Scheduled | 120 | 2.58 | 2.58 | 309.6 | 309.6 | 1238.4 | Publicly Announced | 2029-09-30 | 2054 |  | 2026-03-10 | 2026-03-31 10:51
1924 | Dinawan Energy Hub | N00155 | Spark Renewables Pty Ltd | sparkrenewables_NR | NSW1 | 1007 | 192404 | DINS1 | Solar PV | Single Axis Tracking |  |  | Semi-scheduled | 67 | 5.75 | 4.6 | 385.25 | 308.2 |  | Publicly Announced | 2029-09-30 | 2064 |  | 2026-03-10 | 2026-03-31 10:51
1924 | Dinawan Energy Hub | N00155 | Spark Renewables Pty Ltd | sparkrenewables_NR | NSW1 | 1007 | 192407 | DINW1 | Wind | Onshore |  |  | Semi-scheduled | 53 | 7.2 | 7.2 | 381.6 | 381.6 |  | Publicly Announced | 2029-09-30 | 2064 |  | 2026-03-10 | 2026-03-31 10:51
1924 | Dinawan Energy Hub | N00155 | Spark Renewables Pty Ltd | sparkrenewables_NR | NSW1 | 1007 | 192408 | DINW2 | Wind | Onshore |  |  | Semi-scheduled | 52 | 7.2 | 7.2 | 374.4 | 374.4 |  | Publicly Announced | 2031-10-01 | 2066 |  | 2026-03-10 | 2026-03-31 10:51
1671 | Dingo Solar Farm |  | ESCO Pacific | ox2_NR | QLD1 | 100 | 167101 | Dingo Solar Farm:1 | Solar PV | Fixed |  |  | Semi-scheduled | 1 |  | 85 |  | 85 |  | Publicly Announced |  |  |  | 2026-03-10 | 2023-10-02 22:21
2429 | Direk BESS |  | BESS DIREK PTY LTD | gransolar_NR | SA1 | 20 | 242901 | DBS_GU1 | Battery Storage | Lithium-ion |  |  | Scheduled | 1 |  | 20 |  | 20 | 40 | Publicly Announced |  | 2044 |  | 2026-03-10 | 2026-05-20 09:54
2900 | Doreen BESS | V00173 | BZ Renewables Holdings Pty Ltd | bzr_nr | VIC1 | 800 | 290001 | DRBS_GU1 | Battery Storage | Lithium-ion |  |  | Scheduled | 1 |  | 800 |  | 800 |  | Publicly Announced |  |  |  | 2025-09-01 | 2025-01-09 22:46
1070 | Dry Creek GT |  | Synergen Power Pty Ltd | PEAKCO | SA1 | 156 | 107001 | Dry Creek GT:1 | Gas Turbine | OCGT | Natural Gas | DRYCGT1 | Scheduled | 1 |  | 52 |  | 52 |  | In Service |  | 2030 |  | 2026-03-10 | 2026-04-02 13:40 | 47 | 39 | 37 | 47 | 39 | 37 | 47 | 39 | 37 | 47 | 39 | 37 | 47 | 39 | 37 | 0 | 0 | 0 | 0 | 0 | 0 | 0 | 0 | 0 | 0 | 0 | 0 | 0 | 0 | 0
1070 | Dry Creek GT |  | Synergen Power Pty Ltd | PEAKCO | SA1 | 156 | 107002 | Dry Creek GT:2 | Gas Turbine | OCGT | Natural Gas | DRYCGT2 | Scheduled | 1 |  | 52 |  | 52 |  | In Service |  | 2030 |  | 2026-03-10 | 2026-04-02 13:40 | 47 | 40 | 38 | 47 | 40 | 38 | 47 | 40 | 38 | 47 | 40 | 38 | 47 | 40 | 38 | 0 | 0 | 0 | 0 | 0 | 0 | 0 | 0 | 0 | 0 | 0 | 0 | 0 | 0 | 0
1070 | Dry Creek GT |  | Synergen Power Pty Ltd | PEAKCO | SA1 | 156 | 107003 | Dry Creek GT:3 | Gas Turbine | OCGT | Natural Gas | DRYCGT3 | Scheduled | 1 |  | 52 |  | 52 |  | In Service |  | 2030 |  | 2026-03-10 | 2026-04-02 13:40 | 49 | 43 | 42 | 49 | 43 | 42 | 49 | 43 | 42 | 49 | 43 | 42 | 49 | 43 | 42 | 0 | 0 | 0 | 0 | 0 | 0 | 0 | 0 | 0 | 0 | 0 | 0 | 0 | 0 | 0
2579 | Dubbo Firming Power Station |  | Squadron Energy Services Pty Ltd | squadronenergy_NR | NSW1 | 180 | 257901 | G1-G42 | Other | Other | Natural Gas |  | Scheduled | 42 |  | 4.5 |  | 189 |  | Anticipated | 2029-07-01 | 2058 |  | 2026-12-05 | 2026-06-05 16:05 | 0 | 0 | 0 | 0 | 0 | 0 | 60 | 60 | 60 | 120 | 180 | 180 | 180 | 180 | 180 | 180 | 180 | 180 | 180 | 180 | 180 | 180 | 180 | 180 | 180 | 180 | 180 | 180 | 180 | 180
3012 | Dugald River Wind Faarm |  | MMG |  | QLD1 | 144 | 301201 | DRWF | Wind | Onshore |  |  | Semi-scheduled | 1 |  | 144 |  | 144 |  | Publicly Announced |  |  |  | 2026-03-10 | 2025-04-03 19:48
1706 | Dulacca Wind Farm |  | Dulacca Energy Project Co Pty Ltd | DULACCA | QLD1 | 172.99 | 170601 | Dulacca | Wind | Onshore |  | DULAWF1 | Semi-scheduled | 43 | 4.02 | 4.02 | 172.86 | 172.86 |  | In Service |  | 2053 |  | 2026-03-10 | 2026-05-22 10:18 | 172.989 | 164.002 | 160.003 | 172.989 | 164.002 | 160.003 | 172.989 | 164.002 | 160.003 | 172.989 | 164.002 | 160.003 | 172.989 | 164.002 | 160.003 | 172.989 | 164.002 | 160.003 | 172.989 | 164.002 | 160.003 | 172.989 | 164.002 | 160.003 | 172.989 | 164.002 | 160.003 | 172.989 | 164.002 | 160.003
1907 | Dumaresq Solar Farm | N00005 | Dumaresq Solar Farm Pty Limited | energySea_NR | NSW1 | 190 | 190702 | DUMRSQPV | Solar PV | Single Axis Tracking |  |  | Semi-scheduled | 1 |  | 188 |  | 188 |  | Publicly Announced |  |  |  | 2026-12-05 | 2023-08-04 21:10
1303 | Dundonnell Wind Farm |  | Tilt Renewables | SNOWTOWN | VIC1 | 336 | 130302 | DUNDWF1 | Wind | Onshore |  | DUNDWF1 | Semi-scheduled | 40 |  | 4.2 |  | 168 |  | In Service |  | 2045 |  | 2026-03-10 | 2025-03-20 23:24 | 168 | 152 | 108 | 168 | 152 | 108 | 168 | 152 | 108 | 168 | 152 | 108 | 168 | 152 | 108 | 168 | 152 | 108 | 168 | 152 | 108 | 168 | 152 | 108 | 168 | 152 | 108
1303 | Dundonnell Wind Farm |  | Tilt Renewables | SNOWTOWN | VIC1 | 336 | 130303 | DUNDWF2 | Wind | Onshore |  | DUNDWF2 | Semi-scheduled | 11 |  | 4.2 |  | 46.2 |  | In Service |  | 2045 |  | 2026-03-10 | 2025-03-20 23:24 | 46.2 | 41.8 | 29.7 | 46.2 | 41.8 | 29.7 | 46.2 | 41.8 | 29.7 | 46.2 | 41.8 | 29.7 | 46.2 | 41.8 | 29.7 | 46.2 | 41.8 | 29.7 | 46.2 | 41.8 | 29.7 | 46.2 | 41.8 | 29.7 | 46.2 | 41.8 | 29.7
1303 | Dundonnell Wind Farm |  | Tilt Renewables | SNOWTOWN | VIC1 | 336 | 130304 | DUNDWF3 | Wind | Onshore |  | DUNDWF3 | Semi-scheduled | 29 |  | 4.2 |  | 121.8 |  | In Service |  | 2045 |  | 2026-03-10 | 2025-03-20 23:24 | 121.8 | 110.2 | 78.3 | 121.8 | 110.2 | 78.3 | 121.8 | 110.2 | 78.3 | 121.8 | 110.2 | 78.3 | 121.8 | 110.2 | 78.3 | 121.8 | 110.2 | 78.3 | 121.8 | 110.2 | 78.3 | 121.8 | 110.2 | 78.3 | 121.8 | 110.2 | 78.3
1632 | Dunedoo Solar Farm |  | Flow Power / Dunedoo Energy Project Pty Ltd | flowpower_NR | NSW1 | 55 | 163201 | Dunedoo Solar Farm:66 | Solar PV | Single Axis Tracking |  |  | Semi-scheduled | 17 | 4 | 4.2 | 68 | 71.4 |  | Anticipated | 2028-06-30 | 2063 |  | 2026-12-05 | 2026-06-01 09:34 | 0 | 0 | 0 | 0 | 0 | 0 | 0 | 55 | 55 | 55 | 55 | 55 | 55 | 55 | 55 | 55 | 55 | 55 | 55 | 55 | 55 | 55 | 55 | 55 | 55 | 55 | 55 | 55 | 55 | 55 | 0 | 0 | 0 | 0 | 0 | 0 | 0 | 0 | 0 | 0 | 0 | 0 | 0 | 0 | 0 | 0 | 0 | 0 | 0 | 0
1926 | Dungowan 3,000 MWH PHES | N00075 | Dungowan Pumped Hydro Pty Ltd | edf-re_NR | NSW1 | 300 | 192601 | DGWN1PH1 | Hydro | Pumped Hydro |  |  | Scheduled | 2 |  | 150 |  | 300 | 3000 | Publicly Announced | 2033-11-30 | 2133 |  | 2026-12-05 | 2026-05-06 08:09
2498 | Dunmore BESS | Q00089 | Octopus Investments Aust Pty Ltd | octo_NR | QLD1 | 150 | 249801 | DBS_GU1 | Battery Storage | Lithium-ion |  |  | Scheduled | 63 | 3.6 | 3.6 | 226.8 | 226.8 | 315 | Publicly Announced | 2029-08-01 | 2059 |  | 2026-03-10 | 2026-05-22 11:22
2497 | Dunmore Solar Farm | Q00089 | Octopus Investments Aust Pty Ltd | octo_NR | QLD1 | 300 | 249701 | DSG_GU1 | Solar PV | Single Axis Tracking |  |  | Semi-scheduled | 95 | 3.8 | 3.8 | 361 | 361 |  | Publicly Announced | 2029-08-01 | 2059 |  | 2026-03-10 | 2026-05-22 11:23
3079 | East End BESS | Q00216 | TE H2 Australia Pty Ltd |  | QLD1 | 500 | 307901 | EEBS_GU1 | Battery Storage | Lithium-ion |  |  | Scheduled | 1 |  | 500 |  | 500 |  | Publicly Announced |  |  |  | 2026-03-10 | 2025-07-04 17:57
3223 | East Terang BESS - KCI | V00188 | Terang ESS Pty Ltd as trustee for the TESS Project Trust |  | VIC1 | 220 | 322301 | ET_GU1 | Battery Storage | Lithium-ion |  |  | Scheduled | 1 |  | 220 |  | 220 | 220 | Publicly Announced |  |  |  | 2026-03-10 | 2026-01-22 15:51
1328 | Eastern Creek |  | EDL LFG NSW Pty Ltd | EDLLFGN | NSW1 | 5 | 132801 | Eastern Creek:1-4 | Other | Other | Landfill Gas | EASTCRK | Non-scheduled | 4 |  | 1.26 |  | 5.04 |  | In Service |  | 2026 |  | 2026-03-10 | 2026-03-27 15:59
1071 | Eastern Creek 2 Gas Utilisation Facility |  | LMS Energy Pty Ltd | LMSENE | NSW1 | 4.4 | 107103 | GM1-4 | Gas Turbine | Other | Landfill Gas |  | Non-scheduled | 4 |  | 1.12 |  | 4.48 |  | In Service |  | 2044 |  | 2026-03-10 | 2026-03-27 13:52
2459 | Eastern Rise Offshore Wind | N00119 | Eastern Rise OWP Project Pty Ltd | bluefloat_NR | NSW1 | 1725 | 245901 | EROW_GU1 | Wind | Offshore - fixed |  |  | Semi-scheduled | 115 |  | 15 |  | 1725 |  | Publicly Announced |  |  |  | 2026-03-10 | 2025-07-04 22:02
3049 | Ebor BESS | N00236 | Bridge Energy Pty Ltd | bridgeenergy_nr | NSW1 | 100 | 304901 | EBBS_GU1 | Battery Storage | Lithium-ion |  |  | Scheduled | 1 |  | 100 |  | 100 |  | Publicly Announced |  |  |  | 2025-09-01 | 2026-02-09 13:39
2640 | Edderton Hybrid Faciility - Solar | N00147 | Voltere Pty Ltd. |  | NSW1 | 350 | 264001 | EHSF_GU1 | Solar PV | Fixed |  |  | Semi-scheduled | 84 |  | 4.17 |  | 350.28 |  | Publicly Announced |  |  |  | 2026-03-10 | 2024-01-13 06:39
2641 | Edderton Hybrid Facility - BESS | N00147 | Voltere Pty Ltd. |  | NSW1 | 350 | 264101 | EHBS_GU1 | Battery Storage | Lithium-ion |  |  | Scheduled | 1 |  | 350 |  | 350 |  | Publicly Announced |  |  |  | 2026-03-10 | 2024-01-13 06:44
2026 | Eden Offshore Wind Farm |  | OceanEx Energy | oceanex_NR | NSW1 | 2000 | 202601 | Eden | Wind | Offshore - fixed |  |  | Semi-scheduled | 1 |  | 2000 |  | 2000 |  | Publicly Announced | 2034-01-01 |  |  | 2025-09-01 | 2022-06-09 22:54
3306 | Edenvale Battery Energy Storage System - KCI | Q00300 |  |  | QLD1 | 250 | 330601 | Edenvale | Battery Storage | Lithium-ion |  |  | Scheduled | 1 |  | 250 |  | 250 |  | Publicly Announced |  |  |  |  | 2026-07-02 10:19
3169 | Edenvale Solar Park. |  | Edenvale Solar Park Pty Ltd | eneos_NR | QLD1 | 180 | 316901 | S1PV1 | Solar PV | Single Axis Tracking |  | EDENVSF1 | Semi-scheduled | 72 | 2.5 | 2.5 | 180 | 180 |  | In Service |  | 2053 |  | 2026-03-10 | 2026-04-28 15:26 | 146 | 146 | 146 | 146 | 146 | 146 | 146 | 146 | 146 | 146 | 146 | 146 | 146 | 146 | 146 | 146 | 146 | 146 | 146 | 146 | 146 | 146 | 146 | 146 | 146 | 146 | 146 | 146 | 146 | 146
3282 | Edinburgh BESS |  | BESS EDINBURGH PTY LTD | gransolar_NR | SA1 | 20 | 328201 | EBS-GU1 | Battery Storage | Lithium-ion |  |  | Scheduled | 1 |  | 20 |  | 20 | 40 | Publicly Announced | 2028-12-20 | 2050 |  |  | 2026-05-20 10:00
3083 | Egans Hills BESS |  | Silo Energy pty ltd | siloenergy_nr | QLD1 | 150 | 308301 | EHBS_GU1 | Battery Storage | Lithium-ion |  |  | Scheduled | 1 |  | 150 |  | 150 | 600 | Publicly Announced |  |  |  | 2026-03-10 | 2025-12-17 14:06
1072 | Eildon |  | AGL Hydro Partnership | SOUTHHYD | VIC1 | 120 | 107201 | Eildon:1 | Hydro | Dam |  | EILDON1 | Scheduled | 1 |  | 60 |  | 60 |  | In Service |  | 2057 |  | 2026-03-10 | 2026-03-26 10:06 | 60 | 60 | 60 | 60 | 60 | 60 | 60 | 60 | 60 | 60 | 60 | 60 | 60 | 60 | 60 | 60 | 60 | 60 | 60 | 60 | 60 | 60 | 60 | 60 | 60 | 60 | 60 | 60 | 60 | 60
1072 | Eildon |  | AGL Hydro Partnership | SOUTHHYD | VIC1 | 120 | 107202 | Eildon:1b | Hydro | Dam |  | EILDON1 | Scheduled | 1 |  | 7.5 |  | 7.5 |  | In Service |  | 2057 |  | 2026-03-10 | 2026-03-26 10:06 | 0 | 0 | 0 | 0 | 0 | 0 | 0 | 0 | 0 | 0 | 0 | 0 | 0 | 0 | 0 | 0 | 0 | 0 | 0 | 0 | 0 | 0 | 0 | 0 | 0 | 0 | 0 | 0 | 0 | 0
1072 | Eildon |  | AGL Hydro Partnership | SOUTHHYD | VIC1 | 120 | 107203 | Eildon:2 | Hydro | Dam |  | EILDON2 | Scheduled | 1 |  | 60 |  | 60 |  | In Service |  | 2057 |  | 2026-03-10 | 2026-03-26 10:06 | 60 | 60 | 60 | 60 | 60 | 60 | 60 | 60 | 60 | 60 | 60 | 60 | 60 | 60 | 60 | 60 | 60 | 60 | 60 | 60 | 60 | 60 | 60 | 60 | 60 | 60 | 60 | 60 | 60 | 60
1072 | Eildon |  | AGL Hydro Partnership | SOUTHHYD | VIC1 | 120 | 107204 | Eildon:2b | Hydro | Dam |  | EILDON2 | Scheduled | 1 |  | 7.5 |  | 7.5 |  | In Service |  | 2057 |  | 2026-03-10 | 2026-03-26 10:06 | 0 | 0 | 0 | 0 | 0 | 0 | 0 | 0 | 0 | 0 | 0 | 0 | 0 | 0 | 0 | 0 | 0 | 0 | 0 | 0 | 0 | 0 | 0 | 0 | 0 | 0 | 0 | 0 | 0 | 0
1073 | Eildon Pondage Power Station (EPPS) |  | Pacific Hydro Investments Pty Ltd | pacificblue_nr | VIC1 | 4.5 | 107302 | EILDON3 | Hydro | Run of River |  | EILDON3 | Non-scheduled | 1 |  | 4.5 |  | 4.5 |  | In Service |  | 2055 |  | 2026-03-10 | 2026-05-22 07:16
2854 | EIWA Gin Gin Renewable Energy Park | Q00177 | EIWA Gin Gin Renewable Energy Park Pty Ltd | eiwaqueensland_NR | QLD1 | 250 | 285401 | GGBS_GU1 | Battery Storage | Lithium-ion |  |  | Scheduled | 1 |  | 250 |  | 250 | 1000 | Publicly Announced |  |  |  | 2026-03-10 | 2025-06-22 17:47
2854 | EIWA Gin Gin Renewable Energy Park | Q00177 | EIWA Gin Gin Renewable Energy Park Pty Ltd | eiwaqueensland_NR | QLD1 | 250 | 285402 | GGSF_GU1 | Solar PV | Single Axis Tracking |  |  | Semi-scheduled | 54 |  | 4.6 |  | 248.4 |  | Publicly Announced |  |  |  | 2026-03-10 | 2025-06-22 17:47
2989 | EIWA Golden Fleece Renewable Energy Park | Q00198 | EIWA Golden Fleece Renewable Energy Park Pty Ltd | eiwaqueensland_NR | QLD1 | 300 | 298901 | GFBS_GU1 | Battery Storage | Lithium-ion |  |  | Scheduled | 1 |  | 300 |  | 300 | 1200 | Publicly Announced |  |  |  | 2026-03-10 | 2025-06-22 19:26
2989 | EIWA Golden Fleece Renewable Energy Park | Q00198 | EIWA Golden Fleece Renewable Energy Park Pty Ltd | eiwaqueensland_NR | QLD1 | 300 | 298902 | GFSF_GU1 | Solar PV | Single Axis Tracking |  |  | Semi-scheduled | 65 |  | 4.6 |  | 299 |  | Publicly Announced |  |  |  | 2026-03-10 | 2025-06-22 19:26
3254 | EIWA Horsham BESS - KCI | V00199 | EIWA HORSHAM BESS Pty Ltd |  | VIC1 | 260 | 325401 | EIWA Horsham BESS | Battery Storage | Lithium-ion |  |  | Scheduled | 1 |  | 260 |  | 260 |  | Publicly Announced |  |  |  | 2026-03-10 | 2026-04-15 12:36
2937 | EIWA Richmond Valley BESS | N00207 | EIWA RICHMOND VALLEY BESS PTY LTD | eiwaqueensland_NR | NSW1 | 300 | 293701 | RVBS_GU1 | Battery Storage | Lithium-ion |  |  | Scheduled | 1 |  | 300 |  | 300 | 1200 | Publicly Announced |  |  |  | 2026-03-10 | 2026-01-05 16:17
3247 | El Arish BESS |  | Ratch Australia | TOORAWF | QLD1 | 200 | 324701 | El Arish_BESS | Battery Storage | Lithium-ion |  |  | Scheduled | 62 | 4.2 | 4.2 | 260.4 | 260.4 | 799.8 | Publicly Announced | 2029-12-30 | 2060 |  | 2026-03-10 | 2026-05-19 09:45
2743 | Elai Genesis Battery Storage System |  | Elai Energy Pty Ltd | elaienergy_nr | QLD1 | 120 | 274301 | EGBS_GU1 | Battery Storage | Lithium-ion |  |  | Scheduled | 1 |  | 120 |  | 120 |  | Publicly Announced |  |  |  | 2026-03-10 | 2024-09-06 23:29
2527 | Elaine BESS | V00011 | Elaine ProjectCo Pty Ltd | akayshaenergy_NR | VIC1 | 311 | 252701 | ELBS_GU1 | Battery Storage | Lithium-ion |  |  | Scheduled | 344 | 0.9 | 0.9 | 309.6 | 309.6 | 1248.72 | Committed | 2027-10-18 | 2069 |  | 2026-12-05 | 2026-05-25 09:51 | 0 | 0 | 0 | 0 | 309.6 | 278.64 | 309.6 | 309.6 | 278.64 | 309.6 | 309.6 | 278.64 | 309.6 | 309.6 | 278.64 | 309.6 | 309.6 | 278.64 | 309.6 | 309.6 | 278.64 | 309.6 | 309.6 | 278.64 | 309.6 | 309.6 | 278.64 | 309.6 | 309.6 | 278.64 | 0 | 0 | 0 | 1119.51 | 1243.904 | 1119.51 | 1243.904 | 1119.51 | 1243.904 | 1119.51 | 1243.904 | 1119.51 | 1243.904 | 1119.51 | 1243.904 | 1119.51 | 1243.904 | 1119.51 | 1243.904 | 1119.51
2336 | Elaine Solar Farm and BESS | V00080 | Elgin Energy Pty Ltd | glas-service_nr | VIC1 | 125 | 233601 | Elaibess | Battery Storage | Lithium-ion |  |  | Scheduled | 1 |  | 125 |  | 125 | 250 | Anticipated | 2027-07-31 | 2068 |  | 2026-12-05 | 2026-05-11 09:44 | 0 | 0 | 0 | 125 | 125 | 125 | 125 | 125 | 125 | 125 | 125 | 125 | 125 | 125 | 125 | 125 | 125 | 125 | 125 | 125 | 125 | 125 | 125 | 125 | 125 | 125 | 125 | 125 | 125 | 125 | 0 | 0 | 250 | 250 | 250 | 250 | 250 | 250 | 250 | 250 | 250 | 250 | 250 | 250 | 250 | 250 | 250 | 250 | 250 | 250
2336 | Elaine Solar Farm and BESS | V00080 | Elgin Energy Pty Ltd | glas-service_nr | VIC1 | 125 | 233602 | ESF_GU1 | Solar PV | Single Axis Tracking |  |  | Semi-scheduled | 1 |  | 125 |  | 125 |  | Anticipated | 2027-07-31 | 2068 |  | 2026-12-05 | 2026-05-11 09:44 | 0 | 0 | 0 | 125 | 125 | 125 | 125 | 125 | 125 | 125 | 125 | 125 | 125 | 125 | 125 | 125 | 125 | 125 | 125 | 125 | 125 | 125 | 125 | 125 | 125 | 125 | 125 | 125 | 125 | 125
1113 | Elaine Wind Farm |  | Northleaf /InfraRed/Macquarie Capital | LALLALWF | VIC1 | 82 | 111301 | Lal Lal Wind Energy Facility - Elaine end:39-60 | Wind | Onshore |  | ELAINWF1 | Semi-scheduled | 22 | 3.8 | 3.8 | 83.6 | 83.6 |  | In Service |  | 2049 |  | 2026-03-10 | 2026-05-22 10:03 | 83.6 | 73.7 | 59.4 | 83.6 | 73.7 | 59.4 | 83.6 | 73.7 | 59.4 | 83.6 | 73.7 | 59.4 | 83.6 | 73.7 | 59.4 | 83.6 | 73.7 | 59.4 | 83.6 | 73.7 | 59.4 | 83.6 | 73.7 | 59.4 | 83.6 | 73.7 | 59.4 | 83.6 | 73.7 | 59.4
3204 | Elderbury Creek Wind Farm | N00272 | BayWa r.e. Projects Australia Pty. Ltd. | baywa-re_NR | NSW1 | 122 | 320401 | EBCWF_GU1 | Wind | Onshore |  |  | Semi-scheduled | 18 |  | 6.8 |  | 122.4 |  | Publicly Announced |  |  |  | 2026-03-10 | 2026-03-24 10:37
1443 | Emerald Solar Park |  | Lighthouse Infrastructure Management Limited | TELSTRAE | QLD1 | 72 | 144302 | EMERASF1 | Solar PV | Single Axis Tracking |  | EMERASF1 | Semi-scheduled | 32 | 2.8 | 2.25 | 89.6 | 72 |  | In Service |  | 2048 |  | 2026-03-10 | 2026-03-19 15:50 | 72 | 69.12 | 67.68 | 72 | 69.12 | 67.68 | 72 | 69.12 | 67.68 | 72 | 69.12 | 67.68 | 72 | 69.12 | 67.68 | 72 | 69.12 | 67.68 | 72 | 69.12 | 67.68 | 72 | 69.12 | 67.68 | 72 | 69.12 | 67.68 | 72 | 69.12 | 67.68
2262 | Emeroo BESS | S00026 | Potentia Energy Pty Ltd | enel_NR | SA1 | 225 | 226201 | EMEROOBS | Battery Storage | Lithium-ion |  |  | Scheduled | 74 | 3.8 | 3.8 | 281.2 | 281.2 | 1113.7 | Anticipated | 2028-09-30 | 2053 |  | 2026-12-05 | 2026-06-15 09:00 | 0 | 0 | 0 | 0 | 0 | 0 | 225 | 225 | 225 | 225 | 225 | 225 | 225 | 225 | 225 | 225 | 225 | 225 | 225 | 225 | 225 | 225 | 225 | 225 | 225 | 225 | 225 | 225 | 225 | 225 | 0 | 0 | 0 | 0 | 900 | 900 | 900 | 887.4 | 887.4 | 874.8 | 874.8 | 862.2 | 862.2 | 849.6 | 849.6 | 837 | 837 | 824.4 | 824.4 | 811.8
2926 | Emu Park Solar Farm | N00204 | M Renweables Australia | mrenewables_nr | NSW1 | 300 | 292601 | EPSF_GU1 | Solar PV | Single Axis Tracking |  |  | Semi-scheduled | 85 |  | 4.4 |  | 374 |  | Publicly Announced | 2028-12-01 | 2060 |  | 2026-03-10 | 2026-03-24 15:48
2926 | Emu Park Solar Farm | N00204 | M Renweables Australia | mrenewables_nr | NSW1 | 300 | 292602 | Emu Park BESS | Battery Storage | Lithium-ion |  |  | Scheduled | 80 |  | 4.6 |  | 368 | 1600 | Publicly Announced | 2028-12-01 | 2060 |  | 2026-03-10 | 2026-03-24 15:48
1074 | Eraring |  | Origin Energy Eraring Pty Ltd | OERARING | NSW1 | 2880 | 107401 | Eraring:1 | Coal | Black Coal |  | ER01 | Scheduled | 1 |  | 720 |  | 720 |  | Announced Withdrawal |  | 2029 | 2029-04-30 | 2026-12-05 | 2026-05-22 15:49 | 720 | 672 | 660 | 720 | 672 | 660 | 720 | 672 | 660 | 0 | 0 | 0 | 0 | 0 | 0 | 0 | 0 | 0 | 0 | 0 | 0 | 0 | 0 | 0 | 0 | 0 | 0 | 0 | 0 | 0
1074 | Eraring |  | Origin Energy Eraring Pty Ltd | OERARING | NSW1 | 2880 | 107402 | Eraring:2 | Coal | Black Coal |  | ER02 | Scheduled | 1 |  | 720 |  | 720 |  | Announced Withdrawal |  | 2029 | 2029-04-30 | 2026-12-05 | 2026-05-22 15:49 | 720 | 672 | 660 | 720 | 672 | 660 | 720 | 672 | 660 | 0 | 0 | 0 | 0 | 0 | 0 | 0 | 0 | 0 | 0 | 0 | 0 | 0 | 0 | 0 | 0 | 0 | 0 | 0 | 0 | 0
1074 | Eraring |  | Origin Energy Eraring Pty Ltd | OERARING | NSW1 | 2880 | 107403 | Eraring:3 | Coal | Black Coal |  | ER03 | Scheduled | 1 |  | 720 |  | 720 |  | Announced Withdrawal |  | 2029 | 2029-04-30 | 2026-12-05 | 2026-05-22 15:49 | 720 | 672 | 660 | 720 | 672 | 660 | 720 | 672 | 660 | 0 | 0 | 0 | 0 | 0 | 0 | 0 | 0 | 0 | 0 | 0 | 0 | 0 | 0 | 0 | 0 | 0 | 0 | 0 | 0 | 0
1074 | Eraring |  | Origin Energy Eraring Pty Ltd | OERARING | NSW1 | 2880 | 107404 | Eraring:4 | Coal | Black Coal |  | ER04 | Scheduled | 1 |  | 720 |  | 720 |  | Announced Withdrawal |  | 2029 | 2029-04-30 | 2026-12-05 | 2026-05-22 15:49 | 720 | 672 | 660 | 720 | 672 | 660 | 720 | 672 | 660 | 0 | 0 | 0 | 0 | 0 | 0 | 0 | 0 | 0 | 0 | 0 | 0 | 0 | 0 | 0 | 0 | 0 | 0 | 0 | 0 | 0
1870 | Eraring Big Battery | N00140 | Origin Energy Electricity Limited | BORAL | NSW1 | 700 | 187002 | ERARNGB2 | Battery Storage | Lithium-ion |  | ERB01 | Scheduled | 1 | 240 | 240 | 240 | 240 | 1390 | Committed | 2027-03-31 | 2057 |  | 2026-12-05 | 2026-05-22 09:11 | 0 | 240 | 240 | 240 | 240 | 240 | 240 | 240 | 240 | 240 | 240 | 240 | 240 | 240 | 240 | 240 | 240 | 240 | 240 | 240 | 240 | 240 | 240 | 240 | 240 | 240 | 240 | 240 | 240 | 240 | 0 | 1390 | 1390 | 1390 | 1390 | 1390 | 1390 | 1390 | 1390 | 1390 | 1390 | 1390 | 1390 | 1390 | 1390 | 1390 | 1390 | 1390 | 1390 | 1390
1870 | Eraring Big Battery | N00140 | Origin Energy Electricity Limited | BORAL | NSW1 | 700 | 187003 | ERARNGB3 | Battery Storage | Lithium-ion |  | ERB01 | Scheduled | 1 |  | 0 |  | 0 | 700 | In Service |  | 2057 |  | 2026-12-05 | 2026-05-22 09:11 | 0 | 0 | 0 | 0 | 0 | 0 | 0 | 0 | 0 | 0 | 0 | 0 | 0 | 0 | 0 | 0 | 0 | 0 | 0 | 0 | 0 | 0 | 0 | 0 | 0 | 0 | 0 | 0 | 0 | 0 | 700 | 700 | 700 | 700 | 700 | 700 | 700 | 700 | 700 | 700 | 700 | 700 | 700 | 700 | 700 | 700 | 700 | 700 | 700 | 700
1870 | Eraring Big Battery | N00140 | Origin Energy Electricity Limited | BORAL | NSW1 | 700 | 187004 | ERARNGB1 | Battery Storage | Lithium-ion |  | ERB01 | Scheduled | 1 | 460 | 460 | 460 | 460 | 1073 | In Service |  | 2045 |  | 2026-12-05 | 2026-05-22 09:11 | 460 | 460 | 460 | 460 | 460 | 460 | 460 | 460 | 460 | 460 | 460 | 460 | 460 | 460 | 460 | 460 | 460 | 460 | 460 | 460 | 460 | 460 | 460 | 460 | 460 | 460 | 460 | 460 | 460 | 460 | 1070 | 1070 | 1070 | 1070 | 1070 | 1070 | 1070 | 1070 | 1070 | 1070 | 1070 | 1070 | 1070 | 1070 | 1070 | 1070 | 1070 | 1070 | 1070 | 1070
1075 | Eraring GT |  | Origin Energy Eraring Pty Ltd | OERARING | NSW1 | 41 | 107501 | Eraring GT:1 | Gas Turbine | OCGT | Diesel/ Fuel Oil | ERGT01 | Non-scheduled | 1 |  | 41.5 |  | 41.5 |  | In Service |  | 2032 |  | 2026-03-10 | 2026-03-30 10:56
3215 | Euleilah Solar Farm and BESS - KCI | Q00292 | Euleilah Development Pty Ltd |  | QLD1 | 350 | 321501 | ESF_GU1 | Solar PV | Fixed |  |  | Scheduled | 1 |  | 350 |  | 350 |  | Publicly Announced |  |  |  | 2026-03-10 | 2026-01-23 14:21
2457 | Eurimbula Hybrid Facility - Battery Storage | Q00100 | unitedgreen_NR | unitedgreen_NR | QLD1 | 666 | 245701 | EUR_B_01 | Battery Storage | Lithium-ion |  |  | Scheduled | 1 | 471 | 666 | 471 | 666 | 666 | Publicly Announced | 2029-12-31 | 2067 |  | 2026-12-05 | 2026-05-27 08:23
1561 | Eurimbula Solar Farm |  | Unitedgreen_NR | unitedgreen_NR | QLD1 | 560 | 156103 | RODDSBAY | Solar PV | Single Axis Tracking |  |  | Semi-scheduled | 134 | 5.2 | 4.2 | 696.8 | 562.8 |  | Publicly Announced | 2029-12-31 | 2067 |  | 2026-12-05 | 2026-05-27 08:22
2370 | Euston Wind Farm - KCI | N00098 | Balranald Wind Farm Pty Ltd |  | NSW1 | 330 | 237001 | EWF_GU1 | Wind | Onshore |  |  | Semi-scheduled | 1 |  | 330 |  | 330 |  | Publicly Announced |  |  |  | 2026-03-10 | 2023-01-05 22:37
2756 | Everleigh Solar Farm and BESS - KCI | Q00162 | Everleigh Solar Park Pty Ltd |  | QLD1 | 200 | 275601 | everbess | Battery Storage | Lithium-ion |  |  | Scheduled | 1 |  | 150 |  | 150 |  | Publicly Announced |  |  |  | 2026-03-10 | 2026-01-22 16:35
2756 | Everleigh Solar Farm and BESS - KCI | Q00162 | Everleigh Solar Park Pty Ltd |  | QLD1 | 200 | 275602 | eversf | Solar PV | Fixed |  |  | Semi-scheduled | 1 |  | 200 |  | 200 |  | Publicly Announced |  |  |  | 2026-03-10 | 2026-01-22 16:35
2555 | Farmers Creek Energy Park | Q00115 | TE H2 Australia | te-h2_nr | QLD1 | 500 | 255501 | MLBATGU1 | Battery Storage | Lithium-ion |  |  | Scheduled | 58 | 3.51 | 3.44 | 203.58 | 199.52 | 798.08 | Publicly Announced | 2031-07-01 | 2061 |  | 2026-03-10 | 2026-05-21 14:36
2555 | Farmers Creek Energy Park | Q00115 | TE H2 Australia | te-h2_nr | QLD1 | 500 | 255502 | MLSF_GU1 | Solar PV | Single Axis Tracking |  |  | Semi-scheduled | 144 | 3.54 | 3.47 | 509.76 | 499.68 |  | Publicly Announced | 2031-07-01 | 2061 |  | 2026-03-10 | 2026-05-21 14:36
1649 | Ferguson Wind Farm |  | Prime Renewables Pty Ltd | primerenewables_nr | VIC1 | 10.8 | 164901 | FergusWF | Wind | Onshore |  | FNWF1 | Non-scheduled | 3 |  | 4 |  | 12 |  | In Service |  | 2051 |  | 2026-03-10 | 2026-03-30 16:13
3283 | Finley BESS |  | BESS PACIFIC PTY LTD | gransolar_NR | NSW1 | 100 | 328301 | FINBESS-GU1 | Battery Storage | Lithium-ion |  |  | Scheduled | 1 |  | 100 |  | 100 | 500 | Publicly Announced | 2028-12-20 | 2055 |  |  | 2026-05-25 15:30
1680 | Finley Solar Farm |  | Finley Solar Farm Pty Ltd as The trustee for Finley Solar Trust | ox2_NR | NSW1 | 133 | 168002 | FINLEYSF | Solar PV | Single Axis Tracking |  | FINLYSF1 | Semi-scheduled | 99 | 2.13 | 1.64 | 210.87 | 162.36 |  | In Service |  | 2049 |  | 2026-03-10 | 2026-03-23 17:36 | 133 | 133 | 133 | 133 | 133 | 133 | 133 | 133 | 133 | 133 | 133 | 133 | 133 | 133 | 133 | 133 | 133 | 133 | 133 | 133 | 133 | 133 | 133 | 133 | 133 | 133 | 133 | 133 | 133 | 133
1076 | Fisher |  | Hydro-Electric Corporation | HYDROTAS | TAS1 | 46 | 107601 | Fisher:1 | Hydro | Dam |  | FISHER | Scheduled | 1 |  | 43.2 |  | 43.2 |  | In Service |  | 2100 |  | 2026-03-10 | 2026-03-20 15:14 | 46 | 46 | 46 | 46 | 46 | 46 | 0 | 46 | 46 | 46 | 0 | 0 | 46 | 46 | 46 | 46 | 46 | 46 | 46 | 0 | 0 | 46 | 46 | 46 | 46 | 46 | 46 | 46 | 46 | 46
3251 | Flat Rock BESS - KCI | N00288 | Private Energy Partners Pty Ltd | pep_nr | NSW1 | 520 | 325101 | Flat Rock BESS | Battery Storage | Lithium-ion |  |  | Scheduled | 1 |  | 520 |  | 520 |  | Publicly Announced |  |  |  | 2026-03-10 | 2026-04-07 15:22
3303 | Flat Rock BESS B - KCI | N00310 | Private Energy Partners Pty Ltd | pep_nr | NSW1 | 260 | 330301 | Flat Rock BESS | Battery Storage | Lithium-ion |  |  | Scheduled | 1 |  | 260 |  | 260 |  | Publicly Announced |  |  |  |  | 2026-07-02 10:19
1268 | Flyers Creek Wind Farm |  | Flyers Creek Wind Farm Pty Ltd | BBPEM | NSW1 | 140 | 126801 | FCWF1-38 | Wind | Onshore |  | FLYCRKWF | Semi-scheduled | 38 | 3.83 | 3.83 | 145.54 | 145.54 |  | In Service |  | 2063 |  | 2026-12-05 | 2026-05-19 09:39 | 140.03 | 140.03 | 140.03 | 140.03 | 140.03 | 140.03 | 140.03 | 140.03 | 140.03 | 140.03 | 140.03 | 140.03 | 140.03 | 140.03 | 140.03 | 140.03 | 140.03 | 140.03 | 140.03 | 140.03 | 140.03 | 140.03 | 140.03 | 140.03 | 140.03 | 140.03 | 140.03 | 140.03 | 140.03 | 140.03
2198 | Forbes Hybrid Project | N00060 | Forbes Solar Farm Pty Ltd ATF Forbes Genesis Project Trust | tagenergy_nr | NSW1 | 120 | 219801 | FHP_BESS | Battery Storage | Lithium-ion |  |  | Scheduled | 46 | 3.8 | 2.6 | 174.8 | 119.6 | 661.94 | Publicly Announced | 2028-12-29 | 2059 |  | 2026-12-05 | 2026-06-11 10:20
2198 | Forbes Hybrid Project | N00060 | Forbes Solar Farm Pty Ltd ATF Forbes Genesis Project Trust | tagenergy_nr | NSW1 | 120 | 219802 | FHP_SF | Solar PV | Single Axis Tracking |  |  | Semi-scheduled | 39 | 4.4 | 3.44 | 171.6 | 134.16 |  | Publicly Announced | 2028-12-29 | 2058 |  | 2026-12-05 | 2026-06-11 10:20
3096 | Forest Glen BESS |  | X-Elio Australia Pty Ltd | x-elio_NR | NSW1 | 25 | 309601 | FGBS_GU1 | Battery Storage | Lithium-ion |  |  | Scheduled | 1 |  | 25 |  | 25 | 25 | Publicly Announced |  |  |  | 2026-03-10 | 2025-08-28 21:59
2426 | Forest Glen Solar Farm |  | X-Elio Roma Hub Solar Farm Pty Ltd | x-elio_NR | NSW1 | 90 | 242601 | FGSF_GU1 | Solar PV | Single Axis Tracking |  |  | Semi-scheduled | 1 |  | 90 |  | 90 |  | Publicly Announced |  |  |  | 2026-12-05 | 2025-07-04 22:03
2486 | Forest Wind | Q00074 | Forest Wind Holdings Pty Ltd | cleansight_nr | QLD1 | 1200 | 248601 | FWF_GU1 | Wind | Onshore |  |  | Semi-scheduled | 1 |  | 1200 |  | 1200 |  | Publicly Announced |  |  |  | 2026-03-10 | 2026-01-19 12:56
1279 | Forsayth Wind Farm |  | Forsayth Wind Farm Pty Ltd | INFIGENH | QLD1 | 150 | 127901 | Forsayth Wind Farm:Units 1-30 | Wind | Onshore |  |  | Semi-scheduled | 30 |  | 5.5 |  | 165 |  | Publicly Announced |  |  |  | 2026-12-05 | 2026-05-19 09:53
2241 | Fosterville Solar Farm and Battery Energy Storage System | V00073 | FRV Services Australia | frv_NR | VIC1 | 200 | 224101 | FostvBT | Battery Storage | Lithium-ion |  |  | Scheduled | 48 | 2.5 | 2.5 | 120 | 120 | 300 | Anticipated | 2028-08-31 | 2058 |  | 2026-12-05 | 2026-05-19 10:23 | 0 | 0 | 0 | 0 | 120 | 120 | 120 | 120 | 120 | 120 | 120 | 120 | 120 | 120 | 120 | 120 | 120 | 120 | 120 | 120 | 120 | 120 | 120 | 120 | 120 | 120 | 120 | 120 | 120 | 120 | 0 | 0 | 0 | 240 | 240 | 240 | 240 | 240 | 240 | 240 | 240 | 240 | 240 | 240 | 240 | 240 | 240 | 240 | 240 | 240
2241 | Fosterville Solar Farm and Battery Energy Storage System | V00073 | FRV Services Australia | frv_NR | VIC1 | 200 | 224102 | FostvSF | Solar PV | Single Axis Tracking |  |  | Semi-scheduled | 26 | 3.72 | 3.08 | 96.72 | 80.08 |  | Anticipated | 2028-08-31 | 2058 |  | 2026-12-05 | 2026-05-19 10:23 | 0 | 0 | 0 | 0 | 80 | 80 | 80 | 80 | 80 | 80 | 80 | 80 | 80 | 80 | 80 | 80 | 80 | 80 | 80 | 80 | 80 | 80 | 80 | 80 | 80 | 80 | 80 | 80 | 80 | 80
1419 | Fraser Coast Hybrid Plant | Q00002 | FRASER COAST SOLAR DEVELOPMENT PTY LTD | globalpower-generation_NR | QLD1 | 290 | 141901 | FCHPPV | Solar PV | Single Axis Tracking |  |  | Semi-scheduled | 74 |  | 4.2 |  | 310.8 |  | Anticipated | 2027-11-30 | 2057 |  | 2026-12-05 | 2026-06-04 12:08 | 0 | 0 | 0 | 290 | 290 | 290 | 290 | 290 | 290 | 290 | 290 | 290 | 290 | 290 | 290 | 290 | 290 | 290 | 290 | 290 | 290 | 290 | 290 | 290 | 290 | 290 | 290 | 290 | 290 | 290
1419 | Fraser Coast Hybrid Plant | Q00002 | FRASER COAST SOLAR DEVELOPMENT PTY LTD | globalpower-generation_NR | QLD1 | 290 | 141905 | FRHPBESS | Battery Storage | Lithium-ion |  |  | Scheduled | 56 |  | 3.78 |  | 211.68 | 423.36 | Anticipated | 2027-11-30 | 2057 |  | 2026-12-05 | 2026-06-04 12:08 | 0 | 0 | 0 | 0 | 211.7 | 211.7 | 211.7 | 211.7 | 211.7 | 211.7 | 211.7 | 211.7 | 211.7 | 211.7 | 211.7 | 211.7 | 211.7 | 211.7 | 211.7 | 211.7 | 211.7 | 211.7 | 211.7 | 211.7 | 211.7 | 211.7 | 211.7 | 211.7 | 211.7 | 211.7 | 0 | 0 | 0 | 423.36 | 423.36 | 423.36 | 423.36 | 423.36 | 423.36 | 423.36 | 423.36 | 423.36 | 423.36 | 423.36 | 423.36 | 423.36 | 423.36 | 423.36 | 423.36 | 423.36
1971 | Frasers Solar Farm |  | Frasers Lane Development Pty Ltd | southenergy_NR | VIC1 | 77 | 197102 | FSF | Solar PV | Single Axis Tracking |  |  | Semi-scheduled | 1 | 95 | 77 | 95 | 77 |  | Anticipated | 2027-11-30 | 2054 |  | 2026-12-05 | 2026-05-19 09:10 | 0 | 0 | 0 | 0 | 77 | 77 | 77 | 77 | 77 | 77 | 77 | 77 | 77 | 77 | 77 | 77 | 77 | 77 | 77 | 77 | 77 | 77 | 77 | 77 | 77 | 77 | 77 | 77 | 77 | 77
1977 | Fulham Solar Farm And BESS |  | Fulham Solar Farm Pty Ltd (ATF Fulham Solar Farm Trust) | octopusinvestments_NR | VIC1 | 80 | 197701 | FSFBESS | Battery Storage | Lithium-ion |  |  | Scheduled | 24 | 3.25 | 2.67 | 78 | 64.08 | 127.92 | Committed | 2027-09-30 | 2063 |  | 2026-12-05 | 2026-05-22 10:56 | 0 | 0 | 0 | 0 | 64.08 | 61.44 | 64.08 | 64.08 | 61.44 | 64.08 | 64.08 | 61.44 | 64.08 | 64.08 | 61.44 | 64.08 | 64.08 | 61.44 | 64.08 | 64.08 | 61.44 | 64.08 | 64.08 | 61.44 | 64.08 | 64.08 | 61.44 | 64.08 | 64.08 | 61.44 | 0 | 0 | 0 | 128 | 128 | 128 | 128 | 128 | 128 | 128 | 128 | 128 | 128 | 128 | 128 | 128 | 128 | 128 | 128 | 128
1977 | Fulham Solar Farm And BESS |  | Fulham Solar Farm Pty Ltd (ATF Fulham Solar Farm Trust) | octopusinvestments_NR | VIC1 | 80 | 197702 | FulhamSF | Solar PV | Single Axis Tracking |  |  | Semi-scheduled | 24 | 4 | 3.33 | 96 | 79.92 |  | Committed | 2027-09-30 | 2063 |  | 2026-12-05 | 2026-05-22 10:56 | 0 | 0 | 0 | 0 | 79.92 | 76.8 | 79.92 | 79.92 | 76.8 | 79.92 | 79.92 | 76.8 | 79.92 | 79.92 | 76.8 | 79.92 | 79.92 | 76.8 | 79.92 | 79.92 | 76.8 | 79.92 | 79.92 | 76.8 | 79.92 | 79.92 | 76.8 | 79.92 | 79.92 | 76.8
3274 | FUTCHER BESS | N00305 | FUTBESS PROJECT HOLDING PTY LTD |  | NSW1 | 400 | 327401 | FUTCHER BESS | Battery Storage | Lithium-ion |  |  | Scheduled | 1 |  | 400 |  | 400 |  | Publicly Announced |  |  |  | 2026-03-10 | 2026-04-15 12:37
1538 | Gangarri Solar Farm |  | Shell New Energies Australia Pty Ltd | SHELLNEW | QLD1 | 120 | 153802 | GANGARR1 | Solar PV | Single Axis Tracking |  | GANGARR1 | Semi-scheduled | 54 |  | 3 |  | 162 |  | In Commissioning | 2026-06-30 | 2051 |  | 2026-03-10 | 2026-03-26 11:12 | 120 | 120 | 120 | 120 | 120 | 120 | 120 | 120 | 120 | 120 | 120 | 120 | 120 | 120 | 120 | 120 | 120 | 120 | 120 | 120 | 120 | 120 | 120 | 120 | 120 | 120 | 120 | 120 | 120 | 120
1470 | Gannawarra Energy Storage System |  | GESS ProjectCo | EASTENGY | VIC1 | 25.28 | 147001 | Gannawarra Energy Storage System:1 | Battery Storage | Lithium-ion |  | GANNB1 | Scheduled | 50 | 0.51 | 0.51 | 25.5 | 25.5 | 50 | In Service |  | 2033 |  | 2026-03-10 | 2026-03-24 17:06 | 25.33 | 25.33 | 25.33 | 25.33 | 25.33 | 25.33 | 25.33 | 25.33 | 25.33 | 25.33 | 25.33 | 25.33 | 25.33 | 25.33 | 25.33 | 25.33 | 25.33 | 25.33 | 25.33 | 25.33 | 25.33 | 25.33 | 0 | 0 | 0 | 0 | 0 | 0 | 0 | 0 | 36.5 | 35 | 35 | 33.5 | 33.5 | 32.5 | 32.5 | 31 | 31 | 29.5 | 29.5 | 28 | 28 | 26.5 | 26.5 | 0 | 0 | 0 | 0 | 0
1396 | Gannawarra Solar Farm |  | Gannawarra Solar Farm Pty Ltd | GANNSF | VIC1 | 50 | 139601 | Gannawarra Solar Farm:1-22 | Solar PV | Single Axis Tracking |  | GANNSF1 | Semi-scheduled | 22 |  | 2.5 |  | 55 |  | In Service |  | 2048 |  | 2026-03-10 | 2025-12-16 17:46 | 50.006 | 49.016 | 47.762 | 50.006 | 49.016 | 47.762 | 50.006 | 49.016 | 47.762 | 50.006 | 49.016 | 47.762 | 50.006 | 49.016 | 47.762 | 50.006 | 49.016 | 47.762 | 50.006 | 49.016 | 47.762 | 50.006 | 49.016 | 47.762 | 50.006 | 49.016 | 47.762
2893 | Ganymirra Solar Power Station |  | Edify Energy Pty Ltd | edifyenergy_NR | QLD1 | 150 | 289301 | Ganybess | Battery Storage | Lithium-ion |  |  | Scheduled | 1 | 180 | 150 | 180 | 150 | 600 | Anticipated | 2029-02-01 | 2059 |  | 2026-12-05 | 2026-05-22 16:57 | 0 | 0 | 0 | 0 | 0 | 0 | 0 | 150 | 150 | 150 | 150 | 150 | 150 | 150 | 150 | 150 | 150 | 150 | 150 | 150 | 150 | 150 | 150 | 150 | 150 | 150 | 150 | 150 | 150 | 150 | 0 | 0 | 0 | 0 | 0 | 600 | 600 | 600 | 600 | 600 | 600 | 600 | 600 | 600 | 600 | 600 | 600 | 600 | 600 | 600
2893 | Ganymirra Solar Power Station |  | Edify Energy Pty Ltd | edifyenergy_NR | QLD1 | 150 | 289302 | Ganysola | Solar PV | Single Axis Tracking |  |  | Semi-scheduled | 1 | 180 | 150 | 180 | 150 |  | Anticipated | 2029-02-01 | 2059 |  | 2026-12-05 | 2026-05-22 16:57 | 0 | 0 | 0 | 0 | 0 | 0 | 0 | 150 | 150 | 150 | 150 | 150 | 150 | 150 | 150 | 150 | 150 | 150 | 150 | 150 | 150 | 150 | 150 | 150 | 150 | 150 | 150 | 150 | 150 | 150
2648 | Gara BESS | N00152 | ACEnergy Pty Ltd | acenergy_NR | NSW1 | 400 | 264801 | ADBS_GU1 | Battery Storage | Lithium-ion |  |  | Scheduled | 144 | 3.62 | 3.62 | 521.28 | 521.28 | 1599.84 | Publicly Announced | 2028-12-30 | 2048 |  | 2026-03-10 | 2026-03-30 16:55
2936 | Garoo BESS | N00198 | Greenpulse solar farm and BESS as trustee for Greenpulse Solar Farm & Bess Unit Trust | jinkopower_nr | NSW1 | 360 | 293601 | GRBS_GU1 | Battery Storage | Lithium-ion |  |  | Scheduled | 142 |  | 3.8 |  | 539.6 | 719.94 | Publicly Announced |  |  |  | 2026-03-10 | 2025-06-22 19:18
2935 | Garoo Solar Farm | N00198 | Greenpulse solar farm and BESS as trustee for Greenpulse Solar Farm & Bess Unit Trust | jinkopower_nr | NSW1 | 134 | 293501 | GRSF_GU1 | Solar PV | Fixed |  |  | Semi-scheduled | 38 |  | 4.4 |  | 167.2 |  | Publicly Announced |  |  |  | 2026-03-10 | 2025-06-22 19:16
2304 | Gawara Baya Wind And BESS | Q00039 | GAWARA BAYA WIND FARM PTY LTD | windlab_NR | QLD1 | 400 | 230401 | GBBATT1 | Battery Storage | Lithium-ion |  |  | Scheduled | 4 | 26 | 26 | 104 | 104 | 208 | Anticipated | 2029-03-20 | 2055 |  | 2026-12-05 | 2026-05-25 16:05 | 0 | 0 | 0 | 0 | 0 | 0 | 26 | 52 | 52 | 104 | 104 | 104 | 104 | 104 | 104 | 104 | 104 | 104 | 104 | 104 | 104 | 104 | 104 | 104 | 104 | 104 | 104 | 104 | 104 | 104 | 0 | 0 | 0 | 0 | 52 | 104 | 208 | 208 | 208 | 208 | 208 | 208 | 208 | 208 | 208 | 208 | 208 | 208 | 208 | 208
2304 | Gawara Baya Wind And BESS | Q00039 | GAWARA BAYA WIND FARM PTY LTD | windlab_NR | QLD1 | 400 | 230402 | GBWF1 | Wind | Onshore |  |  | Semi-scheduled | 68 | 6 | 6 | 408 | 408 |  | Anticipated | 2030-05-24 | 2055 |  | 2026-12-05 | 2026-05-25 16:05 | 0 | 0 | 0 | 0 | 0 | 0 | 90 | 250 | 250 | 296 | 296 | 296 | 296 | 296 | 296 | 296 | 296 | 296 | 296 | 296 | 296 | 296 | 296 | 296 | 296 | 296 | 296 | 296 | 296 | 296
2987 | Geelong BESS | V00176 | Elgin Energy Pty Ltd | glas-service_nr | VIC1 | 250 | 298701 | GLBS_GU1 | Battery Storage | Lithium-ion |  |  | Scheduled | 1 |  | 250 |  | 250 | 1000 | Publicly Announced |  |  |  | 2026-03-10 | 2026-01-13 16:31
3099 | Gelston Energy Park |  | Gelston Energy Park Pty Ltd (ACN 690796788) as trustee for Gelston Energy Park Trust | ascera_nr | NSW1 | 400 | 309901 | GTBS_GU1 | Battery Storage | Lithium-ion |  |  | Scheduled | 1 | 400 | 400 | 400 | 400 | 1600 | Publicly Announced | 2029-10-01 | 2060 |  | 2026-12-05 | 2026-05-15 11:29
3115 | Gemfields Integrated Facility - Wind And Solar |  | Energy Estate | energyestate_NR | QLD1 | 1450 | 311501 | GFSF_GU1 | Solar PV | Fixed |  |  | Semi-scheduled | 1 |  | 250 |  | 250 |  | Publicly Announced |  |  |  | 2026-03-10 | 2025-10-09 17:42
3115 | Gemfields Integrated Facility - Wind And Solar |  | Energy Estate | energyestate_NR | QLD1 | 1450 | 311502 | GFWF_GU1 | Wind | Onshore |  |  | Semi-scheduled | 1 |  | 1200 |  | 1200 |  | Publicly Announced |  |  |  | 2026-03-10 | 2025-10-09 17:42
2857 | George Town BESS - KCI | T00035 | Recurrent Energy (Australia) Pty Ltd | recurrentenergy_nr | TAS1 | 350 | 285701 | GTBS_GU1 | Battery Storage | Lithium-ion |  |  | Scheduled | 1 | 350 | 350 | 350 | 350 | 700 | Publicly Announced | 2029-01-01 | 2055 |  | 2026-03-10 | 2026-04-03 21:50
2229 | George Town Wind Farm | T00008 | West Coast Renewables |  | TAS1 | 232 | 222901 | GWF_G1 | Wind | Onshore |  |  | Semi-scheduled | 1 |  | 232 |  | 232 |  | Publicly Announced |  |  |  | 2026-03-10 | 2023-01-19 00:55
1943 | Geranium Plains Solar and BESS | S00018 | Risen Energy (Australia) Pty Ltd | risenenergy_NR | SA1 | 250 | 194301 | GerBESS | Battery Storage | Lithium-ion |  |  | Scheduled | 1 | 150 | 150 | 150 | 150 | 450 | Publicly Announced | 2029-01-31 | 2059 |  | 2026-03-10 | 2026-05-20 09:49
1943 | Geranium Plains Solar and BESS | S00018 | Risen Energy (Australia) Pty Ltd | risenenergy_NR | SA1 | 250 | 194302 | GerSolar | Solar PV | Single Axis Tracking |  |  | Semi-scheduled | 1 | 350 | 250 | 350 | 250 |  | Publicly Announced | 2029-01-31 | 2059 |  | 2026-03-10 | 2026-05-20 09:49
1325 | German Creek |  | EDL CSM Qld Pty Ltd | EDLCSMQ | QLD1 | 45 | 132501 | German Creek:1-16 | Gas Turbine | Other | Other | GERMCRK | Non-scheduled | 16 |  | 1.99 |  | 31.84 |  | In Service |  | 2036 |  | 2026-03-10 | 2026-03-27 16:00
1325 | German Creek |  | EDL CSM Qld Pty Ltd | EDLCSMQ | QLD1 | 45 | 132502 | German Creek:17-20 | Gas Turbine | Other | Landfill Gas | GERMCRK | Non-scheduled | 4 |  | 3.3 |  | 13.2 |  | In Service |  | 2036 |  | 2026-03-10 | 2026-03-27 16:00
2720 | Gerogery Solar Farm and BESS | N00160 | Elgin Energy Pty Ltd | glas-service_nr | NSW1 | 125 | 272001 | GG_SF | Solar PV | Single Axis Tracking |  |  | Semi-scheduled | 1 |  | 62.5 |  | 62.5 |  | Publicly Announced | 2027-10-01 | 2069 |  | 2026-03-10 | 2026-04-01 17:05
2720 | Gerogery Solar Farm and BESS | N00160 | Elgin Energy Pty Ltd | glas-service_nr | NSW1 | 125 | 272002 | GR_BESS | Battery Storage | Lithium-ion |  |  | Scheduled | 1 |  | 62.5 |  | 62.5 | 250 | Publicly Announced | 2027-10-01 | 2069 |  | 2026-03-10 | 2026-04-01 17:05
3090 | GIDDI BESS (Trafalgar East BESS - Stage 1) |  | Ib vogt Development Australia Pty Ltd | ibvogt_NR | VIC1 | 360 | 309001 | TEBS_GU1 | Battery Storage | Lithium-ion |  |  | Scheduled | 1 | 4.4 | 360 | 4.4 | 360 | 1440 | Publicly Announced | 2029-06-01 | 2049 |  | 2026-03-10 | 2026-05-19 13:54
3225 | Gillenbah BESS - KCI | N00264 | Gillenbah BESS Development Pty Ltd |  | NSW1 | 400 | 322501 | GBBESS_GU1 | Battery Storage | Lithium-ion |  |  | Scheduled | 1 |  | 400 |  | 400 | 400 | Publicly Announced |  |  |  | 2026-03-10 | 2026-01-22 15:55
2608 | Gin Gin BESS | Q00122 | Iberdrola Australia Development Pty Limited | iberdrola_NR | QLD1 | 265 | 260801 | GGBS_GU1 | Battery Storage | Lithium-ion |  |  | Scheduled | 144 | 2.4 | 2.4 | 345.6 | 345.6 | 529.92 | Publicly Announced | 2027-12-31 | 2057 |  | 2026-12-05 | 2026-05-19 09:34
3315 | Gippsland BESS ( formerly Tramway BESS) - KCI | V00213 |  |  | VIC1 | 600 | 331501 | Gippsland BESS | Battery Storage | Lithium-ion |  |  | Scheduled | 1 |  | 600 |  | 600 |  | Publicly Announced |  |  |  |  | 2026-07-02 10:17
2027 | Gippsland Dawn Offshore Wind Project | V00051 | Gippsland Dawn OWP Project Pty Ltd | bluefloat_NR | VIC1 | 2100 | 202701 | GGOW_GU1 | Wind | Offshore - fixed |  |  | Semi-scheduled | 140 |  | 15 |  | 2100 |  | Publicly Announced | 2032-12-31 |  |  | 2026-12-05 | 2025-03-11 22:32
1982 | Girgarre Solar Farm |  | Giragarre Solar Farm Pty Ltd as trustee for Giragarre Solar Farm Trust | enel_NR | VIC1 | 76 | 198201 | Girgarre | Solar PV | Single Axis Tracking |  | GIRGSF | Semi-scheduled | 57 | 1.64 | 1.64 | 93.48 | 93.48 |  | In Service |  | 2054 |  | 2026-03-10 | 2026-05-25 16:00 | 75.81 | 75.81 | 69.54 | 75.81 | 75.81 | 69.54 | 75.81 | 75.81 | 69.54 | 75.81 | 75.81 | 69.54 | 75.81 | 75.81 | 69.54 | 75.81 | 75.81 | 69.54 | 75.81 | 75.81 | 69.54 | 75.81 | 75.81 | 69.54 | 75.81 | 75.81 | 69.54 | 75.81 | 75.81 | 69.54
1077 | Gladstone |  | Gladstone Power Station Participants | CSENERGY | QLD1 | 1680 | 107701 | Gladstone:1 | Coal | Black Coal |  | GSTONE1 | Scheduled | 1 |  | 280 |  | 280 |  | Announced Withdrawal |  | 2029 | 2029-03-31 | 2026-12-05 | 2026-05-06 15:02 | 280 | 280 | 280 | 280 | 280 | 280 | 280 | 280 | 280 | 0 | 0 | 0 | 0 | 0 | 0 | 0 | 0 | 0 | 0 | 0 | 0 | 0 | 0 | 0 | 0 | 0 | 0
1077 | Gladstone |  | Gladstone Power Station Participants | CSENERGY | QLD1 | 1680 | 107702 | Gladstone:2 | Coal | Black Coal |  | GSTONE2 | Scheduled | 1 |  | 280 |  | 280 |  | Announced Withdrawal |  | 2029 | 2029-03-31 | 2026-12-05 | 2026-05-06 15:02 | 280 | 280 | 280 | 280 | 280 | 280 | 280 | 280 | 280 | 0 | 0 | 0 | 0 | 0 | 0 | 0 | 0 | 0 | 0 | 0 | 0 | 0 | 0 | 0 | 0 | 0 | 0
1077 | Gladstone |  | Gladstone Power Station Participants | CSENERGY | QLD1 | 1680 | 107703 | Gladstone:3 | Coal | Black Coal |  | GSTONE3 | Scheduled | 1 |  | 280 |  | 280 |  | Announced Withdrawal |  | 2029 | 2029-03-31 | 2026-12-05 | 2026-05-06 15:02 | 280 | 280 | 280 | 280 | 280 | 280 | 280 | 280 | 280 | 0 | 0 | 0 | 0 | 0 | 0 | 0 | 0 | 0 | 0 | 0 | 0 | 0 | 0 | 0 | 0 | 0 | 0
1077 | Gladstone |  | Gladstone Power Station Participants | CSENERGY | QLD1 | 1680 | 107704 | Gladstone:4 | Coal | Black Coal |  | GSTONE4 | Scheduled | 1 |  | 280 |  | 280 |  | Announced Withdrawal |  | 2029 | 2029-03-31 | 2026-12-05 | 2026-05-06 15:02 | 280 | 280 | 280 | 280 | 280 | 280 | 280 | 280 | 280 | 0 | 0 | 0 | 0 | 0 | 0 | 0 | 0 | 0 | 0 | 0 | 0 | 0 | 0 | 0 | 0 | 0 | 0
1077 | Gladstone |  | Gladstone Power Station Participants | CSENERGY | QLD1 | 1680 | 107705 | Gladstone:5 | Coal | Black Coal |  | GSTONE5 | Scheduled | 1 |  | 280 |  | 280 |  | Announced Withdrawal |  | 2029 | 2029-03-31 | 2026-12-05 | 2026-05-06 15:02 | 280 | 280 | 280 | 280 | 280 | 280 | 280 | 280 | 280 | 0 | 0 | 0 | 0 | 0 | 0 | 0 | 0 | 0 | 0 | 0 | 0 | 0 | 0 | 0 | 0 | 0 | 0
1077 | Gladstone |  | Gladstone Power Station Participants | CSENERGY | QLD1 | 1680 | 107706 | Gladstone:6 | Coal | Black Coal |  | GSTONE6 | Scheduled | 1 |  | 280 |  | 280 |  | Announced Withdrawal |  | 2029 | 2029-03-31 | 2026-12-05 | 2026-05-06 15:02 | 280 | 280 | 280 | 280 | 280 | 280 | 280 | 280 | 280 | 0 | 0 | 0 | 0 | 0 | 0 | 0 | 0 | 0 | 0 | 0 | 0 | 0 | 0 | 0 | 0 | 0 | 0
3190 | Gladstone SDA Energy Hub A - KCI | Q00262 | Private Energy Partners Pty Ltd | pep_nr | QLD1 | 260 | 319001 | GLDEA_GU1 | Battery Storage | Lithium-ion |  |  | Scheduled | 1 | 260 | 260 | 260 | 260 | 2080 | Publicly Announced | 2028-01-31 | 2054 |  | 2026-03-10 | 2026-03-18 16:02
3189 | Gladstone SDA Energy Hub B - KCI | Q00261 | Private Energy Partners Pty Ltd | pep_nr | QLD1 | 396 | 318901 | GLDE_GU1 | Other | Other |  |  | Scheduled | 2 |  | 198 |  | 396 |  | Publicly Announced | 2029-03-30 | 2054 |  | 2026-03-10 | 2026-03-18 16:01
3194 | Gladstone West Gas Project - KCI | Q00283 | AGL Energy Limited | agl_nr | QLD1 | 700 | 319401 | GWGP_GU1 | Other | Other |  |  | Scheduled | 1 |  | 700 |  | 700 |  | Publicly Announced |  |  |  | 2026-03-10 | 2026-03-23 10:57
2894 | Glanmire Solar Farm and BESS |  | Elgin Energy Pty Ltd | glas-service_nr | NSW1 | 60 | 289401 | Glmrbess | Battery Storage | Lithium-ion |  |  | Scheduled | 1 |  | 60 |  | 60 | 120 | Anticipated | 2027-07-31 | 2067 |  | 2026-12-05 | 2026-05-11 09:59 | 0 | 0 | 0 | 0 | 60 | 60 | 60 | 60 | 60 | 60 | 60 | 60 | 60 | 60 | 60 | 60 | 60 | 60 | 60 | 60 | 60 | 60 | 60 | 60 | 60 | 60 | 60 | 60 | 60 | 60 | 0 | 0 | 0 | 120 | 120 | 120 | 120 | 120 | 120 | 120 | 120 | 120 | 120 | 120 | 120 | 120 | 120 | 120 | 120 | 120
2894 | Glanmire Solar Farm and BESS |  | Elgin Energy Pty Ltd | glas-service_nr | NSW1 | 60 | 289402 | Glmrsola | Solar PV | Single Axis Tracking |  |  | Semi-scheduled | 1 |  | 60 |  | 60 |  | Anticipated | 2027-07-31 | 2067 |  | 2026-12-05 | 2026-05-11 09:59 | 0 | 0 | 0 | 0 | 60 | 60 | 60 | 60 | 60 | 60 | 60 | 60 | 60 | 60 | 60 | 60 | 60 | 60 | 60 | 60 | 60 | 60 | 60 | 60 | 60 | 60 | 60 | 60 | 60 | 60
2714 | Glen Inness BESS - KCI | N00154 | FIrm Power P/L | agl_nr | NSW1 | 100 | 271401 | GIBS_GU1 | Battery Storage | Lithium-ion |  |  | Scheduled | 52 | 1.93 | 1.93 | 100.36 | 100.36 | 200.2 | Publicly Announced | 2030-12-21 | 2050 |  | 2026-03-10 | 2026-05-22 13:01
1078 | Glenbawn |  | AGL | SOUTHHYD | NSW1 | 5 | 107801 | Glenbawn:1 | Hydro | Dam |  | GLBWNHYD | Non-scheduled | 1 |  | 5 |  | 5 |  | In Service |  | 2035 |  | 2026-03-10 | 2026-03-31 14:57
2941 | Glenbawn Pumped Hydro Project |  | Water NSW | agl_nr | NSW1 | 770 | 294101 | GBPH_GU1 | Hydro | Pumped Hydro |  |  | Scheduled | 1 |  | 770 |  | 770 | 7700 | Publicly Announced |  |  |  | 2026-03-10 | 2026-03-24 10:00
2244 | Glenbrae BESS | V00065 | Acenergy | acenergy_NR | VIC1 | 250 | 224401 | GLENB_BT | Battery Storage | Lithium-ion |  |  | Scheduled | 1 |  | 250 |  | 250 | 250 | Publicly Announced |  |  |  | 2026-03-10 | 2025-03-15 02:44
2178 | Glenellen Solar Farm | N00012 | Glenellen Solar Farm Pty Ltd | globalpower-generation_NR | NSW1 | 200 | 217801 | GESF_G1 | Solar PV | Fixed |  | GESF1 | Semi-scheduled | 1 | 264 | 200 | 264 | 200 |  | In Commissioning | 2026-06-01 | 2055 |  | 2026-03-10 | 2026-03-20 15:10 | 200 | 200 | 200 | 200 | 200 | 200 | 200 | 200 | 200 | 200 | 200 | 200 | 200 | 200 | 200 | 200 | 200 | 200 | 200 | 200 | 200 | 200 | 200 | 200 | 200 | 200 | 200 | 200 | 200 | 200
1079 | Glenmaggie Hydro |  | Pacific Hydro Investments Pty Ltd | pacificblue_nr | VIC1 | 3.8 | 107901 | GLENMAG1 | Hydro | Dam |  | GLENMAG1 | Non-scheduled | 1 |  | 1.9 |  | 1.9 |  | In Service |  | 2055 |  | 2026-03-10 | 2026-05-21 13:57
2942 | Glennis Creek Pumped Hydro Project |  | Water NSW | agl_nr | NSW1 | 642 | 294201 | GCPH_GU1 | Hydro | Pumped Hydro |  |  | Scheduled | 1 |  | 642 |  | 642 | 6420 | Publicly Announced |  |  |  | 2026-03-10 | 2026-05-22 13:57
2846 | Glenrowan BESS | V00167 | Akaysha Energy Pty Ltd | akayshaenergy_NR | VIC1 | 500 | 284601 | GRBS_GU1 | Battery Storage | Lithium-ion |  |  | Scheduled | 312 | 1.14 | 1.14 | 355.68 | 355.68 | 1419.6 | Publicly Announced | 2029-12-03 | 2065 |  | 2026-12-05 | 2026-05-25 10:56
2396 | Glenrowan BESS - Storage - KCI | V00154 | Enervest Operations Pty Ltd | enervest_NR | VIC1 | 400 | 239601 | GBS_GU1 | Battery Storage | Lithium-ion |  |  | Scheduled | 1 |  | 400 |  | 400 | 1600 | Publicly Announced | 2030-03-31 | 2050 |  | 2026-12-05 | 2026-03-31 15:57
1623 | Glenrowan Solar Farm |  | Glenrowan Solar Farm Pty Ltd as trustee for Glenrowan Solar Farm Trust | ox2_NR | VIC1 | 102 | 162301 | Glenrowan Solar Farm:140 | Solar PV | Single Axis Tracking |  | GLENSF1 | Semi-scheduled | 30 | 4.28 | 4.2 | 128.4 | 126 |  | In Service |  | 2053 |  | 2026-12-05 | 2026-05-20 19:55 | 102 | 102 | 102 | 102 | 102 | 102 | 102 | 102 | 102 | 102 | 102 | 102 | 102 | 102 | 102 | 102 | 102 | 102 | 102 | 102 | 102 | 102 | 102 | 102 | 102 | 102 | 102 | 102 | 102 | 102
1541 | Glenrowan West Solar Farm |  | Glenrowan Sun Farm Pty Ltd | GLENROSF | VIC1 | 110 | 154101 | Glenrowan Sun Farm:Solar Panels | Solar PV | Single Axis Tracking |  | GLRWNSF1 | Semi-scheduled | 48 | 3.1 | 2.75 | 148.8 | 132 |  | In Service |  | 2051 |  | 2026-03-10 | 2026-04-28 17:38 | 110.016 | 106.944 | 102.96 | 110.016 | 106.944 | 102.96 | 110.016 | 106.944 | 102.96 | 110.016 | 106.944 | 102.96 | 110.016 | 106.944 | 102.96 | 110.016 | 106.944 | 102.96 | 110.016 | 106.944 | 102.96 | 110.016 | 106.944 | 102.96 | 110.016 | 106.944 | 102.96 | 110.016 | 106.944 | 102.96
3070 | Glenroy Hybrid Facility - Solar And BESS | Q00240 | M Renewables Australia Developments Pty Ltd |  | QLD1 | 1000 | 307001 | GRBS_GU1 | Battery Storage | Lithium-ion |  |  | Scheduled | 1 |  | 1000 |  | 1000 |  | Publicly Announced |  |  |  | 2026-03-10 | 2025-07-04 00:23
3070 | Glenroy Hybrid Facility - Solar And BESS | Q00240 | M Renewables Australia Developments Pty Ltd |  | QLD1 | 1000 | 307002 | GRSF_GU1 | Solar PV | Fixed |  |  | Semi-scheduled | 1 |  | 1000 |  | 1000 |  | Publicly Announced |  |  |  | 2026-03-10 | 2025-07-04 00:23
3219 | Globe Derby BESS | S00098 | Grid Store Pty Limited |  | SA1 | 230 | 321901 | GDBESS | Battery Storage | Lithium-ion |  |  | Scheduled | 1 |  | 230 |  | 230 |  | Publicly Announced |  |  |  | 2026-03-10 | 2026-01-21 14:51
1912 | Gnarwarre BESS Facility | V00033 | Gnarwarre BESS Asset Co Pty Ltd (ACN 651 342 602) in its capacity as trustee for the Gnarwarre BESS Asset Trust (ABN 98 136 806 603) | frv_NR | VIC1 | 250 | 191201 | GNWRRBS1 | Battery Storage | Lithium-ion |  |  | Scheduled | 112 | 4.2 | 4.2 | 470.4 | 470.4 | 499.52 | Committed | 2027-11-30 | 2054 |  | 2026-12-05 | 2026-03-25 16:21 | 0 | 0 | 0 | 0 | 249.76 | 249.76 | 249.76 | 249.76 | 249.76 | 249.76 | 249.76 | 249.76 | 249.76 | 249.76 | 249.76 | 249.76 | 249.76 | 249.76 | 249.76 | 249.76 | 249.76 | 249.76 | 249.76 | 249.76 | 249.76 | 249.76 | 249.76 | 249.76 | 249.76 | 149.76 | 0 | 0 | 0 | 500 | 500 | 500 | 500 | 500 | 500 | 500 | 500 | 500 | 500 | 500 | 500 | 500 | 500 | 500 | 500 | 500
1491 | Goat Hill Pumped Hydro |  | Altura Group | DELTA | SA1 | 230 | 149101 | Goat Hill Pumped Hydro:Goat Hill Unit 1 | Hydro | Pumped Hydro |  |  | Scheduled | 1 |  | 230 |  | 230 | 1840 | Publicly Announced | 2050-03-01 | 2200 |  | 2026-03-10 | 2026-03-24 11:26
2988 | Gol Gol Wind Farm |  | Squadron Energy Developments Pty Ltd | squadronenergy_NR | NSW1 | 500 | 298801 | GGWF_GU1 | Wind | Onshore |  |  | Semi-scheduled | 83 |  | 6.02 |  | 499.66 |  | Publicly Announced | 2032-07-01 | 2060 |  | 2026-03-10 | 2026-03-17 03:03
2543 | Golden Plains BESS | V00104 | Tag Energy Australia P/L | tagenergy_nr | VIC1 | 150 | 254301 | GPBS_GU1 | Battery Storage | Lithium-ion |  |  | Scheduled | 168 | 0.96 | 0.89 | 161.28 | 149.52 | 619.92 | Committed | 2027-07-01 | 2047 |  | 2026-12-05 | 2026-05-12 21:26 | 0 | 0 | 0 | 150 | 150 | 150 | 150 | 150 | 150 | 150 | 150 | 150 | 150 | 150 | 150 | 150 | 150 | 150 | 150 | 150 | 150 | 150 | 150 | 150 | 150 | 150 | 150 | 150 | 150 | 150 | 0 | 0 | 620 | 620 | 595 | 595 | 580 | 580 | 567 | 567 | 558 | 558 | 549 | 549 | 539 | 539 | 530 | 530 | 521 | 521
3198 | Golden Plains BESS North | V00190 | TagEnergy Australia Pty Ltd | tagenergy_nr | VIC1 | 150 | 319801 | GPBESSN_GU1 | Battery Storage | Lithium-ion |  |  | Scheduled | 1 | 150 | 150 | 150 | 150 | 150 | Publicly Announced | 2029-01-01 | 2053 |  | 2026-03-10 | 2026-05-12 21:27
1487 | Golden Plains Wind Farm East | V00061 | Golden Plains WF1 Pty Ltd as trustee for the Golden Plains WF1 Unit Trust | tagenergy_nr | VIC1 | 733 | 148703 | GPWFEST1 | Wind | Onshore |  | GPWFEST1 | Semi-scheduled | 40 | 6.2 | 6.2 | 248 | 248 |  | In Service |  | 2055 |  | 2026-03-10 | 2026-05-12 21:26 | 240.4 | 240.4 | 160 | 240.4 | 240.4 | 160 | 240.4 | 240.4 | 160 | 240.4 | 240.4 | 160 | 240.4 | 240.4 | 160 | 240.4 | 240.4 | 160 | 240.4 | 240.4 | 160 | 240.4 | 240.4 | 160 | 240.4 | 240.4 | 160 | 240.4 | 240.4 | 160
1487 | Golden Plains Wind Farm East | V00061 | Golden Plains WF1 Pty Ltd as trustee for the Golden Plains WF1 Unit Trust | tagenergy_nr | VIC1 | 733 | 148704 | GPWFEST2 | Wind | Onshore |  | GPWFEST2 | Semi-scheduled | 42 | 6.2 | 6.2 | 260.4 | 260.4 |  | In Service |  | 2055 |  | 2026-03-10 | 2026-05-12 21:26 | 252.42 | 252.42 | 168 | 252.42 | 252.42 | 168 | 252.42 | 252.42 | 168 | 252.42 | 252.42 | 168 | 252.42 | 252.42 | 168 | 252.42 | 252.42 | 168 | 252.42 | 252.42 | 168 | 252.42 | 252.42 | 168 | 252.42 | 252.42 | 168 | 252.42 | 252.42 | 168
1487 | Golden Plains Wind Farm East | V00061 | Golden Plains WF1 Pty Ltd as trustee for the Golden Plains WF1 Unit Trust | tagenergy_nr | VIC1 | 733 | 148705 | GPWFEST3 | Wind | Onshore |  | GPWFEST3 | Semi-scheduled | 40 | 6.2 | 6.2 | 248 | 248 |  | In Service |  | 2055 |  | 2026-03-10 | 2026-05-12 21:26 | 240.4 | 240.4 | 160 | 240.4 | 240.4 | 160 | 240.4 | 240.4 | 160 | 240.4 | 240.4 | 160 | 240.4 | 240.4 | 160 | 240.4 | 240.4 | 160 | 240.4 | 240.4 | 160 | 240.4 | 240.4 | 160 | 240.4 | 240.4 | 160 | 240.4 | 240.4 | 160
1990 | Golden Plains Wind Farm West | V00004 | Golden Plains WF2 Unit Trust | tagenergy_nr | VIC1 | 557 | 199001 | GPWF West 1 | Wind | Onshore |  | GPWFWST1 | Semi-scheduled | 43 | 6 | 6 | 258 | 258 |  | In Commissioning | 2026-08-17 | 2057 |  | 2026-12-05 | 2026-06-03 15:05 | 129 | 258 | 172 | 258 | 258 | 172 | 258 | 258 | 172 | 258 | 258 | 172 | 258 | 258 | 172 | 258 | 258 | 172 | 258 | 258 | 172 | 258 | 258 | 172 | 258 | 258 | 172 | 258 | 258 | 172
1990 | Golden Plains Wind Farm West | V00004 | Golden Plains WF2 Unit Trust | tagenergy_nr | VIC1 | 557 | 199002 | GPWF West 2 | Wind | Onshore |  | GPWFWST2 | Semi-scheduled | 50 | 5.98 | 5.98 | 299 | 299 |  | In Commissioning | 2026-08-17 | 2058 |  | 2026-12-05 | 2026-06-03 15:05 | 150 | 299 | 200 | 299 | 299 | 200 | 299 | 299 | 200 | 299 | 299 | 200 | 299 | 299 | 200 | 299 | 299 | 200 | 299 | 299 | 200 | 299 | 299 | 200 | 299 | 299 | 200 | 299 | 299 | 200
3250 | GoodNight Hybrid Facility- Solar And BESS |  | Goodnight One Pty Ltd | Inno_NR | QLD1 | 200 | 325001 | GNSF_GU1 | Solar PV | Single Axis Tracking |  |  | Semi-scheduled | 54 | 3.5 | 3 | 189 | 162 |  | Publicly Announced | 2030-09-02 | 2061 |  | 2026-12-05 | 2026-04-07 10:13
3250 | GoodNight Hybrid Facility- Solar And BESS |  | Goodnight One Pty Ltd | Inno_NR | QLD1 | 200 | 325002 | GNBS_GU1 | Battery Storage | Lithium-ion |  |  | Scheduled | 66 | 3.5 | 3 | 231 | 198 | 792 | Publicly Announced | 2030-09-02 | 2061 |  | 2026-12-05 | 2026-04-07 10:13
3063 | Goombi Renewable Energy Hub | Q00227 | Tag Energy Australia Pty Ltd | tagenergy_nr | QLD1 | 657 | 306301 | GRWF_GU1 | Wind | Onshore |  |  | Semi-scheduled | 107 |  | 6.2 |  | 663.4 |  | Publicly Announced |  |  |  | 2026-12-05 | 2026-03-31 15:08
3054 | Goonumbla BESS | N00243 | FRV | frv_NR | NSW1 | 140 | 305401 | GOONBESS | Battery Storage | Lithium-ion |  |  | Scheduled | 44 | 4.6 | 4.6 | 202.4 | 202.4 | 1619.2 | Publicly Announced | 2031-03-31 | 2056 |  |  | 2026-06-18 16:00
1400 | Goonumbla Solar Farm |  | Goonumbla Asset Co Pty Ltd as trustee for the Goonumbla Asset Trust | GOON | NSW1 | 69.75 | 140001 | Goonumbla Solar Farm:1-31 | Solar PV | Single Axis Tracking |  | GOONSF1 | Semi-scheduled | 31 | 2.25 | 2.25 | 69.75 | 69.75 |  | In Service |  | 2050 |  | 2026-03-10 | 2026-03-20 18:04 | 69.75 | 69.316 | 67.735 | 69.75 | 69.316 | 67.735 | 69.75 | 69.316 | 67.735 | 69.75 | 69.316 | 67.735 | 69.75 | 69.316 | 67.735 | 69.75 | 69.316 | 67.735 | 69.75 | 69.316 | 67.735 | 69.75 | 69.316 | 67.735 | 69.75 | 69.316 | 67.735 | 69.75 | 69.316 | 67.735
2570 | Goorambat BESS (LightsourceBP) | V00074 | Lightsource Development Services Australia Pty Ltd | lightsourcebp_NR | VIC1 | 400 | 257001 | GBBESS | Battery Storage | Lithium-ion |  |  | Scheduled | 1 | 200 | 200 | 200 | 200 | 1600 | Publicly Announced | 2031-06-30 | 2056 |  | 2026-03-10 | 2026-05-29 17:06
2793 | Goorambat East Solar Farm (ENGIE) |  | Engie | engie_NR | VIC1 | 250 | 279301 | GOESF1 | Solar PV | Single Axis Tracking |  | GOESF1 | Semi-scheduled | 1 | 319 | 250 | 319 | 250 |  | In Commissioning | 2026-04-21 | 2061 |  | 2026-03-10 | 2026-03-17 10:06 | 250 | 250 | 250 | 250 | 250 | 250 | 250 | 250 | 250 | 250 | 250 | 250 | 250 | 250 | 250 | 250 | 250 | 250 | 250 | 250 | 250 | 250 | 250 | 250 | 250 | 250 | 250 | 250 | 250 | 250
1081 | Gordon |  | Hydro-Electric Corporation | HYDROTAS | TAS1 | 450 | 108101 | Gordon:1 | Hydro | Dam |  | GORDON | Scheduled | 1 |  | 144 |  | 144 |  | In Service |  | 2100 |  | 2026-03-10 | 2026-03-20 15:25 | 141 | 141 | 141 | 141 | 141 | 141 | 141 | 0 | 0 | 0 | 141 | 141 | 141 | 141 | 141 | 141 | 0 | 0 | 141 | 141 | 141 | 141 | 141 | 141 | 141 | 141 | 141 | 141 | 0 | 0
1081 | Gordon |  | Hydro-Electric Corporation | HYDROTAS | TAS1 | 450 | 108102 | Gordon:2 | Hydro | Dam |  | GORDON | Scheduled | 1 |  | 144 |  | 144 |  | In Service |  | 2100 |  | 2026-03-10 | 2026-03-20 15:25 | 0 | 141 | 141 | 141 | 141 | 141 | 141 | 0 | 0 | 141 | 141 | 141 | 141 | 141 | 141 | 141 | 0 | 0 | 141 | 141 | 141 | 141 | 141 | 141 | 141 | 141 | 141 | 141 | 0 | 0
1081 | Gordon |  | Hydro-Electric Corporation | HYDROTAS | TAS1 | 450 | 108103 | Gordon:3 | Hydro | Dam |  | GORDON | Scheduled | 1 |  | 144 |  | 144 |  | In Service |  | 2100 |  | 2026-03-10 | 2026-03-20 15:25 | 141 | 141 | 141 | 141 | 141 | 141 | 141 | 141 | 141 | 141 | 141 | 141 | 141 | 141 | 141 | 141 | 0 | 0 | 0 | 133 | 133 | 141 | 133 | 133 | 141 | 133 | 133 | 141 | 141 | 141
2191 | Goulburn River BESS |  | Lightsource Development Services Australia Pty Ltd | lightsourcebp_NR | NSW1 | 450 | 219101 | GRBESS | Battery Storage | Lithium-ion |  |  | Scheduled | 1 | 784 | 450 | 784 | 450 | 1925 | Anticipated | 2028-08-01 | 2054 |  | 2026-12-05 | 2026-05-29 16:18 | 0 | 0 | 0 | 0 | 150 | 0 | 0 | 150 | 150 | 450 | 450 | 450 | 450 | 450 | 450 | 450 | 450 | 450 | 450 | 450 | 450 | 450 | 450 | 450 | 450 | 450 | 450 | 450 | 450 | 450 | 0 | 0 | 0 | 599 | 0 | 1786 | 1761 | 1722 | 1722 | 1704 | 1704 | 1676 | 1676 | 1649 | 1649 | 1622 | 1622 | 1596 | 1596 | 1570
2190 | Goulburn River Solar Farm And BESS | N00051 | Goulburn River Fund Pty Ltd | lightsourcebp_NR | NSW1 | 450 | 219002 | GRDCBESS | Battery Storage | Lithium-ion |  |  | Scheduled | 56 | 5 | 0.89 | 280 | 49.84 | 560 | Committed | 2027-03-31 | 2052 |  | 2026-12-05 | 2026-06-03 09:57 | 0 | 25 | 25 | 49.84 | 49.84 | 49.84 | 49.84 | 49.84 | 49.84 | 49.84 | 49.84 | 49.84 | 49.84 | 49.84 | 49.84 | 49.84 | 49.84 | 49.84 | 49.84 | 49.84 | 49.84 | 49.84 | 49.84 | 49.84 | 49.84 | 49.84 | 49.84 | 49.84 | 49.84 | 49.84 | 0 | 255 | 510 | 510 | 484 | 484 | 472 | 472 | 461 | 461 | 452 | 452 | 444 | 444 | 436 | 436 | 429 | 429 | 422 | 422
2190 | Goulburn River Solar Farm And BESS | N00051 | Goulburn River Fund Pty Ltd | lightsourcebp_NR | NSW1 | 450 | 219003 | GRSF | Solar PV | Single Axis Tracking |  |  | Semi-scheduled | 140 | 4.18 | 4.2 | 585.2 | 588 |  | Committed | 2027-04-30 | 2067 |  | 2026-12-05 | 2026-06-03 09:57 | 0 | 225 | 225 | 449.96 | 449.96 | 449.96 | 449.96 | 449.96 | 449.96 | 449.96 | 449.96 | 449.96 | 449.96 | 449.96 | 449.96 | 449.96 | 449.96 | 449.96 | 449.96 | 449.96 | 449.96 | 449.96 | 449.96 | 449.96 | 449.96 | 449.96 | 449.96 | 449.96 | 449.96 | 449.96
2911 | Gould Creek BESS | S00081 | Gould Creek BESS Project Pty Ltd | valent-energy_nr | SA1 | 215 | 291101 | GCBS_GU1 | Battery Storage | Lithium-ion |  |  | Scheduled | 1 | 1 | 215 | 1 | 215 | 430 | Publicly Announced | 2027-11-26 | 2047 |  | 2026-03-10 | 2026-04-02 09:38
2904 | Goyder BESS | S00078 | Neoen Australia Pty Ltd | neoen_NR | SA1 | 200 | 290401 | GDBS_GU1 | Battery Storage | Lithium-ion |  |  | Scheduled | 188 | 1.06 | 1.06 | 199.28 | 199.28 | 800.88 | Anticipated | 2028-08-09 | 2053 |  | 2026-12-05 | 2026-06-05 21:01 | 0 | 0 | 0 | 0 | 0 | 0 | 0 | 200 | 200 | 200 | 200 | 200 | 200 | 200 | 200 | 200 | 200 | 200 | 200 | 200 | 200 | 200 | 200 | 200 | 200 | 200 | 200 | 200 | 200 | 200 | 0 | 0 | 0 | 0 | 0 | 800 | 800 | 800 | 800 | 800 | 800 | 800 | 800 | 800 | 800 | 800 | 800 | 800 | 800 | 800
3161 | Goyder BESS Stage 2 |  | Neoen Australia Pty Ltd | neoen_NR | SA1 | 200 | 316102 | GoyderBESS_2 | Battery Storage | Lithium-ion |  |  | Scheduled | 188 | 1.06 | 1.06 | 199.28 | 199.28 | 800.88 | Anticipated | 2028-12-01 | 2055 |  | 2026-12-05 | 2026-06-05 21:03 | 0 | 0 | 0 | 0 | 0 | 0 | 0 | 200 | 200 | 200 | 200 | 200 | 200 | 200 | 200 | 200 | 200 | 200 | 200 | 200 | 200 | 200 | 200 | 200 | 200 | 200 | 200 | 200 | 200 | 200 | 0 | 0 | 0 | 0 | 0 | 800 | 800 | 800 | 800 | 800 | 800 | 800 | 800 | 800 | 800 | 800 | 800 | 800 | 800 | 800
3218 | Goyder North BESS 2 | S00096 | Neoen Australia Pty Ltd | neoen_NR | SA1 | 300 | 321801 | GNBESS_GU1 | Battery Storage | Lithium-ion |  |  | Scheduled | 1 |  | 300 |  | 300 |  | Publicly Announced |  |  |  | 2026-03-10 | 2026-01-22 11:20
2757 | Goyder North Wind Farm | S00072 | Neoen Australia | neoen_NR | SA1 | 600 | 275701 | GNWF1 | Wind | Onshore |  |  | Semi-scheduled | 50 | 50 | 6 | 2500 | 300 |  | Anticipated | 2029-12-31 | 2059 |  | 2026-12-05 | 2026-05-27 16:35
2757 | Goyder North Wind Farm | S00072 | Neoen Australia | neoen_NR | SA1 | 600 | 275702 | GNWF2 | Wind | Onshore |  |  | Semi-scheduled | 50 | 50 | 6 | 2500 | 300 |  | Anticipated | 2031-10-31 | 2059 |  | 2026-12-05 | 2026-05-27 16:35
1964 | Goyder South Wind Farm 1A | S00003 | Goyder Wind Farm 1A Pty Ltd as trustee for Goyder Wind Farm 1A Trust | GSWF1A | SA1 | 201 | 196402 | GSWF1A | Wind | Onshore |  | GSWF1A | Semi-scheduled | 38 |  | 5.5 |  | 209 |  | In Service |  | 2048 |  | 2026-03-10 | 2026-03-31 12:37 | 200.982 | 200.982 | 190 | 200.982 | 200.982 | 190 | 200.982 | 200.982 | 190 | 200.982 | 200.982 | 190 | 200.982 | 200.982 | 190 | 200.982 | 200.982 | 190 | 200.982 | 200.982 | 190 | 200.982 | 200.982 | 190 | 200.982 | 200.982 | 190 | 200.982 | 200.982 | 190
2404 | Goyder South Wind Farm 1B | S00003 | Goyder Wind Farm 1B Pty Ltd as trustee for Goyder Wind Farm 1B Trust | GSWF1B | SA1 | 203.5 | 240401 | GSWF1B | Wind | Onshore |  | GSWF1B1 | Semi-scheduled | 37 |  | 5.5 |  | 203.5 |  | In Service |  | 2049 |  | 2026-03-10 | 2026-03-31 15:16 | 195.693 | 195.693 | 185 | 195.693 | 195.693 | 185 | 195.693 | 195.693 | 185 | 195.693 | 195.693 | 185 | 195.693 | 195.693 | 185 | 195.693 | 195.693 | 185 | 195.693 | 195.693 | 185 | 195.693 | 195.693 | 185 | 195.693 | 195.693 | 185 | 195.693 | 195.693 | 185
3296 | Grahams Battery |  | AMPYR Energy | ampyrenergy_nr | QLD1 | 350 | 329601 | GRBESS | Battery Storage | Lithium-ion |  |  | Scheduled | 1 |  | 350 |  | 350 | 1428 | Publicly Announced |  |  |  | 2026-06-25 | 2026-06-25 09:17
2738 | Grahamvale BESS - KCI | V00148 | AE BESS 3 Pty Ltd as Trustee for AE BESS 3 Unit Trust |  | VIC1 | 100 | 273801 | GVBS_GU1 | Battery Storage | Lithium-ion |  |  | Scheduled | 1 |  | 100 |  | 100 |  | Publicly Announced |  |  |  | 2026-03-10 | 2024-04-03 01:27
1322 | Granville Harbour Wind Farm |  | Granville Harbour Operations Pty Ltd as trustee for Granville Harbour Operations Trust | GRANHAWF | TAS1 | 111 | 132201 | Granville Harbour Wind Farm: 1-31 | Wind | Onshore |  | GRANWF1 | Semi-scheduled | 31 |  | 3.6 |  | 111.6 |  | In Service |  | 2055 |  | 2026-03-10 | 2026-04-01 17:19 | 111.6 | 111.6 | 111.6 | 111.6 | 111.6 | 111.6 | 111.6 | 111.6 | 111.6 | 111.6 | 111.6 | 111.6 | 111.6 | 111.6 | 111.6 | 111.6 | 111.6 | 111.6 | 111.6 | 111.6 | 111.6 | 111.6 | 111.6 | 111.6 | 111.6 | 111.6 | 111.6 | 111.6 | 111.6 | 111.6
2403 | Great Eastern Offshore Wind - KCI | V00100 | GIG Australian Offshore Wind Energy Holdings Pty Ltd |  | VIC1 | 2508 | 240301 | GEWF_GU1 | Wind | Offshore - fixed |  |  | Semi-scheduled | 1 |  | 2508 |  | 2508 |  | Publicly Announced |  |  |  | 2026-03-10 | 2023-01-06 19:30
2233 | Great Lakes Battery | T00013 | Neoen Australia Pty Ltd | neoen_NR | TAS1 | 100 | 223301 | GLBESS_G | Battery Storage | Lithium-ion |  |  | Scheduled | 1 | 100 | 100 | 100 | 100 | 150 | Publicly Announced | 2030-12-02 | 2055 |  | 2026-12-05 | 2026-05-27 16:10
1869 | Great Western Battery | N00032 | Neoen Australia Pty Ltd | neoen_NR | NSW1 | 500 | 186901 | GWBESS | Battery Storage | Lithium-ion |  |  | Scheduled | 1 | 500 | 500 | 500 | 500 | 4500 | Anticipated | 2029-11-30 | 2053 |  | 2026-12-05 | 2026-06-05 21:14 | 0 | 0 | 0 | 0 | 0 | 0 | 0 | 0 | 0 | 330 | 330 | 330 | 330 | 330 | 330 | 330 | 330 | 330 | 330 | 330 | 330 | 330 | 330 | 330 | 330 | 330 | 330 | 330 | 330 | 330 | 0 | 0 | 0 | 0 | 0 | 0 | 2640 | 2640 | 2640 | 2640 | 2640 | 2640 | 2640 | 2640 | 2640 | 2640 | 2640 | 2640 | 2640 | 2640
3313 | Greater Geelong Energy Hub - KCI | V00208 |  |  | VIC1 | 2000 | 331301 | Greater Geelong Energy Hub | Solar PV | Single Axis Tracking |  |  | Semi-scheduled | 1 |  | 2000 |  | 2000 |  | Publicly Announced |  |  |  |  | 2026-07-02 10:11
2337 | Greater Southern Offshore Wind - KCI | V00082 | Greater Southern Offshore Wind Farm Project Co Pty Ltd |  | VIC1 | 1500 | 233701 | GSWF_GU1 | Wind | Offshore - fixed |  |  | Semi-scheduled | 1 |  | 1500 |  | 1500 |  | Publicly Announced |  |  |  | 2026-03-10 | 2023-01-19 00:59
2833 | Green Poly BESS Project (KCI) | Q00196 | Solquartz Holdings Pty Ltd | solquartz_nr | QLD1 | 750 | 283301 | GPBS_GuU | Battery Storage | Lithium-ion |  |  | Scheduled | 1 |  | 750 |  | 750 |  | Publicly Announced |  |  |  | 2025-09-01 | 2024-10-04 00:59
2170 | Greenbank BESS | Q00045 | CSE BESS Pty Ltd | CSENERGY | QLD1 | 200 | 217002 | GREENB1 | Battery Storage | Lithium-ion |  | GREENB1 | Scheduled | 1 |  | 200 |  | 200 | 400 | In Service |  | 2040 |  | 2026-03-10 | 2026-05-06 14:17 | 200 | 200 | 200 | 200 | 200 | 200 | 200 | 200 | 200 | 200 | 200 | 200 | 200 | 200 | 200 | 200 | 200 | 200 | 200 | 200 | 200 | 200 | 200 | 200 | 200 | 200 | 200 | 200 | 200 | 200 | 400 | 400 | 400 | 400 | 400 | 400 | 400 | 400 | 400 | 400 | 400 | 400 | 400 | 400 | 400 | 400 | 400 | 400 | 400 | 400
1543 | Gregadoo Solar Farm | N00028 | Gregadoo Solar Farm Pty Ltd | hanwha_NR | NSW1 | 1 | 154301 | Gregadoo Solar Farm:1 | Solar PV | Fixed |  |  | Non-scheduled | 1 |  | 45 |  | 45 |  | Publicly Announced |  |  |  | 2025-09-01 | 2023-01-13 00:47
2758 | Griffith BESS | N00174 | Griffith BESS Project Co Pty Ltd as trustee for the Griffith BESS Project Trust | ekuenergy_nr | NSW1 | 100 | 275801 | GRBS | Battery Storage | Lithium-ion |  |  | Scheduled | 37 | 7.2 | 4.39 | 266.4 | 162.43 | 1065.6 | Anticipated | 2028-12-30 | 2048 |  | 2026-12-05 | 2026-05-25 11:30 | 0 | 0 | 0 | 0 | 0 | 0 | 0 | 100 | 100 | 100 | 100 | 100 | 100 | 100 | 100 | 100 | 100 | 100 | 100 | 100 | 100 | 100 | 100 | 100 | 100 | 100 | 100 | 100 | 100 | 100 | 0 | 0 | 0 | 0 | 0 | 800 | 800 | 800 | 800 | 800 | 800 | 800 | 800 | 800 | 800 | 800 | 800 | 800 | 800 | 800
1403 | Griffith Solar Farm |  | Griffith Solar Farm Pty Ltd | GRIFFITH | NSW1 | 27.2 | 140301 | Griffith Solar Farm:Solar PV Panels | Solar PV | Single Axis Tracking |  | GRIFSF1 | Non-scheduled | 12 |  | 2.27 |  | 27.24 |  | In Service |  | 2042 |  | 2026-03-10 | 2026-03-30 16:24
1428 | Grosvenor 1 |  | EDL Projects Australia Pty Ltd | MBAHNTH | QLD1 | 21 | 142801 | Grosvenor 1:1-7 | Other | Other | Landfill Gas |  | Non-scheduled | 7 |  | 3.04 |  | 21.28 |  | In Service |  | 2038 |  | 2026-03-10 | 2026-03-27 16:23
1582 | Grosvenor 2 Waste Coal Mine Gas Power Station |  | EDL Projects Australia Pty Ltd | MBAHNTH | QLD1 | 15 | 158201 | Grosvenor 2 Waste Coal Mine Gas Power Station:1-5 | Other | Other | Natural Gas |  | Non-scheduled | 5 |  | 3.04 |  | 15.2 |  | Publicly Announced |  | 2038 |  | 2026-03-10 | 2026-03-27 16:20
3188 | Gugaa BESS | N00274 | Silo Energy Ltd | siloenergy_nr | NSW1 | 1024 | 318801 | GUGAA_GU1 | Battery Storage | Lithium-ion |  |  | Scheduled | 256 |  | 4 |  | 1024 |  | Publicly Announced |  |  |  | 2026-03-10 | 2026-02-03 15:44
2008 | Guildford Wind Farm | T00005 | ARK Energy Corporation Pty Ltd | arkenergy_nr | TAS1 | 525.6 | 200801 | GWF_GU1 | Wind | Onshore |  |  | Semi-scheduled | 73 |  | 7.2 |  | 525.6 |  | Publicly Announced |  |  |  | 2026-03-10 | 2025-03-13 01:35
3199 | Gullen Gas Power Generator | N00252 | APA Power Holdings Pty Ltd | apapower_NR | NSW1 | 700 | 319901 | GGPG_GU1 | Gas Turbine | OCGT |  |  | Semi-scheduled | 2 |  | 350 |  | 700 |  | Publicly Announced |  |  |  | 2025-12-01 | 2026-01-21 14:41
1432 | Gullen Range Solar Farm |  | New Gullen Range Wind Farm Pty Ltd | bjceaustralia_NR | NSW1 | 10 | 143201 | Gullen Range Solar Farm:GRWFSO 1-4 | Solar PV | Fixed |  | GULLRSF1 | Semi-scheduled | 4 | 2.5 | 2.5 | 10 | 10 |  | In Service |  | 2050 |  | 2026-03-10 | 2026-03-16 16:10 | 10 | 10 | 10 | 10 | 10 | 10 | 10 | 10 | 10 | 10 | 10 | 10 | 10 | 10 | 10 | 10 | 10 | 10 | 10 | 10 | 10 | 10 | 10 | 10 | 10 | 10 | 10 | 10 | 10 | 10
1422 | Gullen Range Wind Farm |  | New Gullen Range Wind Farm Pty Ltd | bjceaustralia_NR | NSW1 | 165.5 | 142201 | Gullen Range Wind Farm:17 | Wind | Onshore |  | GULLRWF1 | Semi-scheduled | 17 | 1.5 | 1.5 | 25.5 | 25.5 |  | In Service |  | 2050 |  | 2026-03-10 | 2026-03-16 15:56 | 25.5 | 25.5 | 25.5 | 25.5 | 25.5 | 25.5 | 25.5 | 25.5 | 25.5 | 25.5 | 25.5 | 25.5 | 25.5 | 25.5 | 25.5 | 25.5 | 25.5 | 25.5 | 25.5 | 25.5 | 25.5 | 25.5 | 25.5 | 25.5 | 25.5 | 25.5 | 25.5 | 25.5 | 25.5 | 25.5
1422 | Gullen Range Wind Farm |  | New Gullen Range Wind Farm Pty Ltd | bjceaustralia_NR | NSW1 | 165.5 | 142202 | Gullen Range Wind Farm:56 | Wind | Onshore |  | GULLRWF1 | Semi-scheduled | 56 | 2.5 | 2.5 | 140 | 140 |  | In Service |  | 2050 |  | 2026-03-10 | 2026-03-16 15:56 | 140 | 140 | 140 | 140 | 140 | 140 | 140 | 140 | 140 | 140 | 140 | 140 | 140 | 140 | 140 | 140 | 140 | 140 | 140 | 140 | 140 | 140 | 140 | 140 | 140 | 140 | 140 | 140 | 140 | 140
1588 | Gullen Range Wind Farm 2 |  | BEIJING JINGNENG CLEAN ENERGY (AUSTRALIA) HOLDING PTY LTD | bjceaustralia_NR | NSW1 | 110.67 | 158802 | Biala Wind Farm: 1-31 | Wind | Onshore |  | GULLRWF2 | Semi-scheduled | 31 | 3.57 | 3.57 | 110.67 | 110.67 |  | In Service | 2022-10-27 | 2055 |  | 2026-03-10 | 2026-03-16 16:09 | 110.67 | 110.67 | 110.67 | 110.67 | 110.67 | 110.67 | 110.67 | 110.67 | 110.67 | 110.67 | 110.67 | 110.67 | 110.67 | 110.67 | 110.67 | 110.67 | 110.67 | 110.67 | 110.67 | 110.67 | 110.67 | 110.67 | 110.67 | 110.67 | 110.67 | 110.67 | 110.67 | 110.67 | 110.67 | 110.67
2212 | Gundary Solar Farm and BESS | N00081 | Lightsource Development Services Australia Pty Ltd | lightsourcebp_NR | NSW1 | 300 | 221201 | GDCBESS | Battery Storage | Lithium-ion |  |  | Scheduled | 1 | 320 | 320 | 320 | 320 | 1600 | Publicly Announced | 2029-06-01 | 2054 |  | 2026-03-10 | 2026-05-29 17:02
2212 | Gundary Solar Farm and BESS | N00081 | Lightsource Development Services Australia Pty Ltd | lightsourcebp_NR | NSW1 | 300 | 221202 | GSF | Solar PV | Single Axis Tracking |  |  | Scheduled | 1 | 352 | 320 | 352 | 320 |  | Publicly Announced | 2029-06-01 | 2069 |  | 2026-03-10 | 2026-05-29 17:02
3200 | Gundary standalone BESS - KCI | N00253 | Lightsource Asset Management Australia Pty Ltd | lightsourcebp_NR | NSW1 | 400 | 320001 | GBESS_GU1 | Battery Storage | Lithium-ion |  |  | Scheduled | 165 |  | 3.58 |  | 590.7 | 590.7 | Publicly Announced |  |  |  | 2026-03-10 | 2026-01-22 15:57
2217 | Gunnedah BESS | N00088 | Gunnedah Battery Subco Pty Ltd | recurrentenergy_nr | NSW1 | 70 | 221701 | GBESS_G1 | Battery Storage | Lithium-ion |  |  | Scheduled | 1 | 70 | 70 | 70 | 70 | 140 | Publicly Announced | 2028-01-01 | 2055 |  | 2026-03-10 | 2026-04-08 10:24
2713 | Gunnedah East BESS (Green Leap) - KCI | N00153 | Green Leap P/L |  | NSW1 | 100 | 271301 | GEBS_GU1 | Battery Storage | Lithium-ion |  |  | Scheduled | 25 |  | 4 |  | 100 |  | Publicly Announced |  |  |  | 2026-03-10 | 2024-04-02 21:27
1585 | Gunnedah Solar Farm |  | Gunnedah SF Pty Ltd atf Gunnedah Asset Trust | calenergy_nr | NSW1 | 110 | 158501 | Gunnedah Solar Farm | Solar PV | Single Axis Tracking |  | GNNDHSF1 | Semi-scheduled | 90 | 1.63 | 1.44 | 146.7 | 129.6 |  | In Service |  | 2056 |  | 2026-03-10 | 2026-03-30 15:45 | 110 | 110 | 110 | 110 | 110 | 110 | 110 | 110 | 110 | 110 | 110 | 110 | 110 | 110 | 110 | 110 | 110 | 110 | 110 | 110 | 110 | 110 | 110 | 110 | 110 | 110 | 110 | 110 | 110 | 110
2186 | Gunning Hybrid | N00045 | Gunning Subco Pty Ltd as trustee for the Gunning Unit Trust | grupocobra_nr | NSW1 | 239 | 218601 | GSF_GU1 | Solar PV | Fixed |  |  | Semi-scheduled | 70 | 6.88 | 4.2 | 481.6 | 294 |  | Anticipated | 2028-06-01 | 2053 |  |  | 2026-06-17 13:05 | 0 | 0 | 0 | 0 | 0 | 0 | 239 | 239 | 239 | 239 | 239 | 239 | 239 | 239 | 239 | 239 | 239 | 239 | 239 | 239 | 239 | 239 | 239 | 239 | 239 | 239 | 239 | 239 | 239 | 239
2186 | Gunning Hybrid | N00045 | Gunning Subco Pty Ltd as trustee for the Gunning Unit Trust | grupocobra_nr | NSW1 | 239 | 218602 | GSF_GU2 | Battery Storage | Lithium-ion |  |  | Scheduled | 36 | 6.88 | 4.39 | 247.68 | 158.04 | 316.08 | Anticipated | 2028-06-01 | 2053 |  |  | 2026-06-17 13:05 | 0 | 0 | 0 | 0 | 0 | 0 | 120 | 120 | 120 | 120 | 120 | 120 | 120 | 120 | 120 | 120 | 120 | 120 | 120 | 120 | 120 | 120 | 120 | 120 | 120 | 120 | 120 | 120 | 120 | 120 | 0 | 0 | 0 | 0 | 240 | 240 | 240 | 240 | 240 | 240 | 240 | 240 | 240 | 240 | 240 | 240 | 240 | 240 | 240 | 240
1082 | Gunning Wind Farm |  | Gunning Wind Energy Developments | GUNNING | NSW1 | 46.5 | 108201 | Gunning Wind Farm | Wind | Onshore |  | GUNNING1 | Semi-scheduled | 11 | 1.5 | 1.5 | 16.5 | 16.5 |  | In Service |  | 2036 |  | 2026-03-10 | 2026-03-12 15:04 | 16.5 | 16.5 | 0 | 16.5 | 16.5 | 0 | 16.5 | 16.5 | 0 | 16.5 | 16.5 | 0 | 16.5 | 16.5 | 0 | 16.5 | 16.5 | 0 | 16.5 | 16.5 | 0 | 16.5 | 16.5 | 0 | 16.5 | 16.5 | 0 | 16.5 | 16.5 | 0
1082 | Gunning Wind Farm |  | Gunning Wind Energy Developments | GUNNING | NSW1 | 46.5 | 108202 | Gunning Wind Farm:12-31 | Wind | Onshore |  | GUNNING1 | Semi-scheduled | 20 | 1.5 | 1.5 | 30 | 30 |  | In Service |  | 2036 |  | 2026-03-10 | 2026-03-12 15:04 | 30 | 30 | 0 | 30 | 30 | 0 | 30 | 30 | 0 | 30 | 30 | 0 | 30 | 30 | 0 | 30 | 30 | 0 | 30 | 30 | 0 | 30 | 30 | 0 | 30 | 30 | 0 | 30 | 30 | 0
3080 | Gunsynd BESS |  | Gunsynd BESS Pty Ltd | metisenergy_nr | QLD1 | 100 | 308001 | GSBS_GU1 | Battery Storage | Lithium-ion |  |  | Scheduled | 1 |  | 100 |  | 100 | 400 | Publicly Announced |  |  |  | 2026-03-10 | 2026-05-19 09:05
2422 | Gunsynd Solar Farm |  | Progressive Renewable Developments Goondiwindi Pty Ltd (ACN 629 560 621) as trustee for the Gunsynd Solar Farm Project Trust | metisenergy_nr | QLD1 | 94 | 242201 | Gunsynd Solar Farm | Solar PV | Single Axis Tracking |  | GUSF1 | Semi-scheduled | 75 | 2.13 | 1.64 | 159.75 | 123 |  | In Commissioning | 2026-03-26 | 2061 |  | 2026-03-10 | 2026-03-23 16:48 | 94 | 94 | 94 | 94 | 94 | 94 | 94 | 94 | 94 | 94 | 94 | 94 | 94 | 94 | 94 | 94 | 94 | 94 | 94 | 94 | 94 | 94 | 94 | 94 | 94 | 94 | 94 | 94 | 94 | 94
2565 | Gurambilbarra Energy Hub | Q00102 | 365 Future Energy |  | QLD1 | 1186 | 256501 | GEP_GU | Other | Other |  |  | Scheduled | 1 |  | 1186 |  | 1186 |  | Publicly Announced |  |  |  | 2026-03-10 | 2023-07-05 03:10
1083 | Guthega |  | Snowy Hydro Ltd | SNOWY | NSW1 | 80 | 108301 | Guthega:1 | Hydro | Dam |  | GUTHEGA | Scheduled | 1 |  | 30 |  | 30 |  | In Service |  | 2070 |  | 2026-03-10 | 2026-03-29 12:35 | 34 | 34 | 34 | 34 | 34 | 34 | 34 | 34 | 34 | 34 | 34 | 34 | 34 | 34 | 34 | 34 | 34 | 34 | 34 | 34 | 34 | 34 | 34 | 34 | 34 | 34 | 34 | 34 | 34 | 34
1083 | Guthega |  | Snowy Hydro Ltd | SNOWY | NSW1 | 80 | 108302 | Guthega:2 | Hydro | Dam |  | GUTHEGA | Scheduled | 1 |  | 30 |  | 30 |  | In Service |  | 2070 |  | 2026-03-10 | 2026-03-29 12:35 | 34 | 34 | 34 | 34 | 34 | 34 | 34 | 34 | 34 | 34 | 34 | 34 | 34 | 34 | 34 | 34 | 34 | 34 | 34 | 34 | 34 | 34 | 34 | 34 | 34 | 34 | 34 | 34 | 34 | 34
3068 | Guthrie’s Gap Solar Power Station | Q00246 | Edify Energy Pty Ltd | edifyenergy_NR | QLD1 | 300 | 306801 | GGBS_GU1 | Battery Storage | Lithium-ion |  |  | Scheduled | 1 | 360 | 300 | 360 | 300 | 1200 | Committed* | 2028-12-01 | 2059 |  | 2026-12-05 | 2026-05-22 16:42 | 0 | 0 | 0 | 0 | 0 | 0 | 0 | 0 | 0 | 300 | 300 | 300 | 300 | 300 | 300 | 300 | 300 | 300 | 300 | 300 | 300 | 300 | 300 | 300 | 300 | 300 | 300 | 300 | 300 | 300 | 0 | 0 | 0 | 0 | 0 | 0 | 1200 | 1200 | 1200 | 1200 | 1200 | 1200 | 1200 | 1200 | 1200 | 1200 | 1200 | 1200 | 1200 | 1200
3068 | Guthrie’s Gap Solar Power Station | Q00246 | Edify Energy Pty Ltd | edifyenergy_NR | QLD1 | 300 | 306802 | GGSF_GU1 | Solar PV | Single Axis Tracking |  |  | Semi-scheduled | 1 | 360 | 300 | 360 | 300 |  | Committed* | 2029-05-01 | 2059 |  | 2026-12-05 | 2026-05-22 16:42 | 0 | 0 | 0 | 0 | 0 | 0 | 0 | 0 | 0 | 300 | 300 | 300 | 300 | 300 | 300 | 300 | 300 | 300 | 300 | 300 | 300 | 300 | 300 | 300 | 300 | 300 | 300 | 300 | 300 | 300
1084 | Hallam Road |  | LMS Energy Pty Ltd | LMSENE | VIC1 | 8.8 | 108401 | GM1-8 | Gas Turbine | Other | Landfill Gas | HALAMRD1 | Non-scheduled | 8 |  | 1.12 |  | 8.96 |  | In Service |  | 2060 |  | 2026-03-10 | 2026-03-27 13:46
1311 | Hallett 4 North Brown Hill |  | Brown Hill North Pty Ltd | TIPSCO | SA1 |  | 131101 | Hallett 4 North Brown Hill:1-63 | Wind | Onshore |  | NBHWF1 | Semi-scheduled | 63 | 2.1 | 2.1 | 132.3 | 132.3 |  | In Service |  | 2036 |  | 2026-03-10 | 2026-06-03 14:17 | 131.985 | 131.985 | 88.2 | 131.985 | 131.985 | 88.2 | 131.985 | 131.985 | 88.2 | 131.985 | 131.985 | 88.2 | 131.985 | 131.985 | 88.2 | 131.985 | 131.985 | 88.2 | 131.985 | 131.985 | 88.2 | 131.985 | 131.985 | 88.2 | 131.985 | 131.985 | 88.2 | 131.985 | 131.985 | 88.2
1085 | Hallett 5 The Bluff WF |  | Eurus Energy | TIPSCO | SA1 | 53 | 108502 | Hallett 5 The Bluff WF:1-25 | Wind | Onshore |  | BLUFF1 | Semi-scheduled | 25 | 2.1 | 2.1 | 52.5 | 52.5 |  | In Service |  | 2036 |  | 2026-03-10 | 2026-03-26 10:20 | 52.5 | 52.5 | 35 | 52.5 | 52.5 | 35 | 52.5 | 52.5 | 35 | 52.5 | 52.5 | 35 | 52.5 | 52.5 | 35 | 52.5 | 52.5 | 35 | 52.5 | 52.5 | 35 | 52.5 | 52.5 | 35 | 52.5 | 52.5 | 35 | 52.5 | 52.5 | 35
2685 | Hallett BESS |  | EnergyAustralia Hallett Pty Ltd | EASTENGY | SA1 | 50 | 268501 | Hallett BESS Stage 1 | Battery Storage | Lithium-ion |  |  | Scheduled | 17 | 2.94 | 2.94 | 49.98 | 49.98 | 199.92 | Anticipated | 2027-07-30 | 2047 |  | 2026-12-05 | 2026-05-14 09:54 | 0 | 0 | 0 | 50 | 50 | 50 | 50 | 50 | 50 | 50 | 50 | 50 | 50 | 50 | 50 | 50 | 50 | 50 | 50 | 50 | 50 | 50 | 50 | 50 | 50 | 50 | 50 | 50 | 50 | 50 | 0 | 0 | 200 | 200 | 200 | 200 | 200 | 200 | 200 | 200 | 200 | 200 | 200 | 200 | 200 | 200 | 200 | 200 | 200 | 200
1086 | Hallett Power Station |  | EnergyAustralia Hallett Pty Ltd | EASTENGY | SA1 | 255 | 108601 | Hallett GT1-2 | Gas Turbine | OCGT | Natural Gas | AGLHAL | Scheduled | 1 |  | 18.9 |  | 18.9 |  | In Service |  | 2036 |  | 2026-03-10 | 2026-03-25 13:11 | 16.5 | 15.5 | 15 | 16.5 | 15.5 | 15 | 16.5 | 15.5 | 15 | 16.5 | 15.5 | 15 | 16.5 | 15.5 | 15 | 16.5 | 15.5 | 15 | 16.5 | 15.5 | 15 | 16.5 | 15.5 | 15 | 16.5 | 15.5 | 15 | 16.5 | 15.5 | 15
1086 | Hallett Power Station |  | EnergyAustralia Hallett Pty Ltd | EASTENGY | SA1 | 255 | 108602 | Hallett GT1-4 | Gas Turbine | OCGT | Natural Gas | AGLHAL | Scheduled | 1 |  | 18.9 |  | 18.9 |  | In Service |  | 2040 |  | 2026-03-10 | 2026-03-25 13:11 | 16.5 | 15.5 | 15 | 16.5 | 15.5 | 15 | 16.5 | 15.5 | 15 | 16.5 | 15.5 | 15 | 16.5 | 15.5 | 15 | 16.5 | 15.5 | 15 | 16.5 | 15.5 | 15 | 16.5 | 15.5 | 15 | 16.5 | 15.5 | 15 | 16.5 | 15.5 | 15
1086 | Hallett Power Station |  | EnergyAustralia Hallett Pty Ltd | EASTENGY | SA1 | 255 | 108603 | Hallett GT2-1 | Gas Turbine | OCGT | Natural Gas | AGLHAL | Scheduled | 1 |  | 18 |  | 18 |  | In Service |  | 2040 |  | 2026-03-10 | 2026-03-25 13:11 | 15 | 13.5 | 12 | 15 | 13.5 | 12 | 15 | 13.5 | 12 | 15 | 13.5 | 12 | 15 | 13.5 | 12 | 15 | 13.5 | 12 | 15 | 13.5 | 12 | 15 | 13.5 | 12 | 15 | 13.5 | 12 | 15 | 13.5 | 12
1086 | Hallett Power Station |  | EnergyAustralia Hallett Pty Ltd | EASTENGY | SA1 | 255 | 108604 | Hallett GT2-2 | Gas Turbine | OCGT | Natural Gas | AGLHAL | Scheduled | 1 |  | 21.76 |  | 21.76 |  | In Service |  | 2040 |  | 2026-03-10 | 2026-03-25 13:11 | 23 | 21.5 | 20 | 23 | 21.5 | 20 | 23 | 21.5 | 20 | 23 | 21.5 | 20 | 23 | 21.5 | 20 | 23 | 21.5 | 20 | 23 | 21.5 | 20 | 23 | 21.5 | 20 | 23 | 21.5 | 20 | 23 | 21.5 | 20
1086 | Hallett Power Station |  | EnergyAustralia Hallett Pty Ltd | EASTENGY | SA1 | 255 | 108605 | Hallett GT2-3 | Gas Turbine | OCGT | Natural Gas | AGLHAL | Scheduled | 1 |  | 27 |  | 27 |  | In Service |  | 2040 |  | 2026-03-10 | 2026-03-25 13:11 | 25 | 23 | 22 | 25 | 23 | 22 | 25 | 23 | 22 | 25 | 23 | 22 | 25 | 23 | 22 | 25 | 23 | 22 | 25 | 23 | 22 | 25 | 23 | 22 | 25 | 23 | 22 | 25 | 23 | 22
1086 | Hallett Power Station |  | EnergyAustralia Hallett Pty Ltd | EASTENGY | SA1 | 255 | 108606 | Hallett GT2-4 | Gas Turbine | OCGT | Natural Gas | AGLHAL | Scheduled | 1 |  | 25.6 |  | 25.6 |  | In Service |  | 2040 |  | 2026-03-10 | 2026-03-25 13:11 | 0 | 21.5 | 20 | 23 | 21.5 | 20 | 23 | 21.5 | 20 | 23 | 21.5 | 20 | 23 | 21.5 | 20 | 23 | 21.5 | 20 | 23 | 21.5 | 20 | 23 | 21.5 | 20 | 23 | 21.5 | 20 | 23 | 21.5 | 20
1086 | Hallett Power Station |  | EnergyAustralia Hallett Pty Ltd | EASTENGY | SA1 | 255 | 108607 | Hallett GT3-1 | Gas Turbine | OCGT | Natural Gas | AGLHAL | Scheduled | 1 |  | 17 |  | 17 |  | In Service |  | 2040 |  | 2026-03-10 | 2026-03-25 13:11 | 16 | 15 | 14 | 16 | 15 | 14 | 16 | 15 | 14 | 16 | 15 | 14 | 16 | 15 | 14 | 16 | 15 | 14 | 16 | 15 | 14 | 16 | 15 | 14 | 16 | 15 | 14 | 16 | 15 | 14
1086 | Hallett Power Station |  | EnergyAustralia Hallett Pty Ltd | EASTENGY | SA1 | 255 | 108608 | Hallett GT3-2 | Gas Turbine | OCGT | Natural Gas | AGLHAL | Scheduled | 1 |  | 17 |  | 17 |  | In Service |  | 2040 |  | 2026-03-10 | 2026-03-25 13:11 | 16 | 15 | 14 | 16 | 15 | 14 | 16 | 15 | 14 | 16 | 15 | 14 | 16 | 15 | 14 | 16 | 15 | 14 | 16 | 15 | 14 | 16 | 15 | 14 | 16 | 15 | 14 | 16 | 15 | 14
1086 | Hallett Power Station |  | EnergyAustralia Hallett Pty Ltd | EASTENGY | SA1 | 255 | 108609 | Hallett GT3-3 | Gas Turbine | OCGT | Natural Gas | AGLHAL | Scheduled | 1 |  | 17 |  | 17 |  | In Service |  | 2040 |  | 2026-03-10 | 2026-03-25 13:11 | 16 | 15 | 14 | 16 | 15 | 14 | 16 | 15 | 14 | 16 | 15 | 14 | 16 | 15 | 14 | 16 | 15 | 14 | 16 | 15 | 14 | 16 | 15 | 14 | 16 | 15 | 14 | 16 | 15 | 14
1086 | Hallett Power Station |  | EnergyAustralia Hallett Pty Ltd | EASTENGY | SA1 | 255 | 108610 | Hallett GT3-4 | Gas Turbine | OCGT | Natural Gas | AGLHAL | Scheduled | 1 |  | 17 |  | 17 |  | In Service |  | 2036 |  | 2026-03-10 | 2026-03-25 13:11 | 16 | 15 | 15 | 16 | 15 | 15 | 16 | 15 | 15 | 16 | 15 | 15 | 16 | 15 | 15 | 16 | 15 | 15 | 16 | 15 | 15 | 16 | 15 | 15 | 16 | 15 | 15 | 16 | 15 | 15
1086 | Hallett Power Station |  | EnergyAustralia Hallett Pty Ltd | EASTENGY | SA1 | 255 | 108611 | Hallett GT4-1 | Gas Turbine | OCGT | Natural Gas | AGLHAL | Scheduled | 1 |  | 20.75 |  | 20.75 |  | In Service |  | 2040 |  | 2026-03-10 | 2026-03-25 13:11 | 17 | 17 | 17 | 17 | 17 | 17 | 17 | 17 | 17 | 17 | 17 | 17 | 17 | 17 | 17 | 17 | 17 | 17 | 17 | 17 | 17 | 17 | 17 | 17 | 17 | 17 | 17 | 17 | 17 | 17
1086 | Hallett Power Station |  | EnergyAustralia Hallett Pty Ltd | EASTENGY | SA1 | 255 | 108612 | Hallett GT4-2 | Gas Turbine | OCGT | Natural Gas | AGLHAL | Scheduled | 1 |  | 20.75 |  | 20.75 |  | In Service |  | 2040 |  | 2026-03-10 | 2026-03-25 13:11 | 16 | 15.5 | 15 | 16 | 15.5 | 15 | 16 | 15.5 | 15 | 16 | 15.5 | 15 | 16 | 15.5 | 15 | 16 | 15.5 | 15 | 16 | 15.5 | 15 | 16 | 15.5 | 15 | 16 | 15.5 | 15 | 16 | 15.5 | 15
1086 | Hallett Power Station |  | EnergyAustralia Hallett Pty Ltd | EASTENGY | SA1 | 255 | 108613 | Hallett GT1-3 | Gas Turbine | OCGT | Natural Gas | AGLHAL | Scheduled | 1 |  | 37.2 |  | 37.2 |  | In Service |  | 2051 |  | 2026-03-10 | 2026-03-25 13:11 | 32 | 31 | 30 | 32 | 31 | 30 | 32 | 31 | 30 | 32 | 31 | 30 | 32 | 31 | 30 | 32 | 31 | 30 | 32 | 31 | 30 | 32 | 31 | 30 | 32 | 31 | 30 | 32 | 31 | 30
1087 | Hallett Stage 1 Brown Hill |  | Palisade Investment Partner Limited | TIPSCO | SA1 | 133 | 108701 | Hallett Stage 1 Brown Hill | Wind | Onshore |  | HALLWF1 | Semi-scheduled | 45 | 2.1 | 2.1 | 94.5 | 94.5 |  | In Service |  | 2043 |  | 2026-03-10 | 2026-03-26 10:23 | 94.5 | 94.5 | 63 | 94.5 | 94.5 | 63 | 94.5 | 94.5 | 63 | 94.5 | 94.5 | 63 | 94.5 | 94.5 | 63 | 94.5 | 94.5 | 63 | 94.5 | 94.5 | 63 | 94.5 | 94.5 | 63 | 94.5 | 94.5 | 63 | 94.5 | 94.5 | 63
1088 | Hallett Stage 2 Hallett Hill |  | Infrastructure Capital Group Limited | TIPSCO | SA1 | 71 | 108801 | Hallett Stage 2 Hallett Hill:1-34 | Wind | Onshore |  | HALLWF2 | Semi-scheduled | 34 | 2.1 | 2.1 | 71.4 | 71.4 |  | In Service |  | 2035 |  | 2026-03-10 | 2026-03-26 10:24 | 71.4 | 71.4 | 47.6 | 71.4 | 71.4 | 47.6 | 71.4 | 71.4 | 47.6 | 71.4 | 71.4 | 47.6 | 71.4 | 71.4 | 47.6 | 71.4 | 71.4 | 47.6 | 71.4 | 71.4 | 47.6 | 71.4 | 71.4 | 47.6 | 71.4 | 71.4 | 47.6 | 71.4 | 71.4 | 47.6
2760 | Halys BESS - Iberdrola | Q00164 | IBERDROLA AUSTRALIA DEVELOPMENT PTY LIMITED | iberdrola_NR | QLD1 | 500 | 276001 | HalysBes | Battery Storage | Lithium-ion |  |  | Scheduled | 1 |  | 500 |  | 500 | 2000 | Publicly Announced |  |  |  | 2026-12-05 | 2026-05-19 09:53
2661 | Halys BESS (X-Elio) | Q00132 | X-Elio Australia Pty Ltd | x-elio_NR | QLD1 | 300 | 266101 | HABS_GU1 | Battery Storage | Lithium-ion |  |  | Scheduled | 1 |  | 300 |  | 300 | 600 | Publicly Announced |  |  |  | 2026-03-10 | 2026-03-31 14:50
3167 | Halys BESS 2 (Akaysha) |  | Halys BESS ProjectCo Pty Ltd | akayshaenergy_NR | QLD1 | 560 | 316701 | HABS_GU2 | Battery Storage | Lithium-ion |  |  | Scheduled | 336 | 1.67 | 1.67 | 561.12 | 561.12 | 2241.12 | Publicly Announced | 2029-07-02 | 2060 |  | 2026-12-05 | 2026-05-25 10:52
2279 | Halys to Chinchilla DCA Battery - KCI | Q00019 | UGL Pty Ltd |  | QLD1 | 150 | 227901 | HCB_GU1 | Battery Storage | Lithium-ion |  |  | Scheduled | 1 |  | 150 |  | 150 |  | Publicly Announced |  |  |  | 2026-03-10 | 2023-01-19 01:03
1408 | Hamilton Solar Farm |  | Hamilton Solar Farm Pty Ltd | HAMISF | QLD1 | 56 | 140801 | Hamilton Solar Farm:1-23 | Solar PV | Single Axis Tracking |  | HAMISF1 | Semi-scheduled | 23 |  | 2.5 |  | 57.5 |  | In Service |  | 2048 |  | 2026-03-10 | 2025-12-16 17:45 | 56.005 | 54.901 | 54.119 | 56.005 | 54.901 | 54.119 | 56.005 | 54.901 | 54.119 | 56.005 | 54.901 | 54.119 | 56.005 | 54.901 | 54.119 | 56.005 | 54.901 | 54.119 | 56.005 | 54.901 | 54.119 | 56.005 | 54.901 | 54.119 | 56.005 | 54.901 | 54.119
3165 | Hampton Park SESS |  | Hampton Solar Park Pty Ltd | ARES_NR | NSW1 | 172 | 316501 | Hampton Park Solar Component | Solar PV | Single Axis Tracking |  |  | Scheduled | 30 | 2.21 | 3.58 | 66.3 | 107.4 |  | Publicly Announced | 2028-10-06 | 2063 |  | 2026-03-10 | 2026-03-30 17:12
3165 | Hampton Park SESS |  | Hampton Solar Park Pty Ltd | ARES_NR | NSW1 | 172 | 316503 | Hampton Park BESS component | Battery Storage | Lithium-ion |  |  | Scheduled | 30 | 4.69 | 3.58 | 140.7 | 107.4 | 562.5 | Publicly Announced | 2028-10-06 | 2063 |  | 2026-03-10 | 2026-03-30 17:12
3298 | Hanworth BESS - KCI | N00294 |  |  | NSW1 | 1200 | 329801 | Hanworth BESS | Battery Storage | Lithium-ion |  |  | Scheduled | 1 |  | 1200 |  | 1200 |  | Publicly Announced |  |  |  |  | 2026-06-30 11:07
1846 | Happy Valley Reservoir |  | South Australian Water Corporation | SAWCML | SA1 | 12.45 | 184602 | HVWAPV1 | Solar PV | Single Axis Tracking |  | HVWWPV1 | Semi-scheduled | 4 |  | 2.75 |  | 11 |  | In Service |  | 2041 |  | 2026-03-10 | 2026-03-18 15:40 | 8.2 | 8 | 7.8 | 8.2 | 8 | 7.8 | 8.2 | 8 | 7.8 | 8.2 | 8 | 7.8 | 8.2 | 8 | 7.8 | 8.2 | 8 | 7.8 | 8.2 | 8 | 7.8 | 8.2 | 8 | 7.8 | 8.2 | 8 | 7.8 | 8.2 | 8 | 7.8
1846 | Happy Valley Reservoir |  | South Australian Water Corporation | SAWCML | SA1 | 12.45 | 184603 | HVWWBA1 | Battery Storage | Lithium-ion |  | HVWWBA1 | Scheduled | 1 |  | 4.41 |  | 4.41 | 8.82 | In Service |  | 2041 |  | 2026-03-10 | 2026-03-18 15:40 | 4.3 | 4.25 | 4 | 4.3 | 4.25 | 4 | 4.3 | 4.25 | 4 | 4.3 | 4.25 | 4 | 4.3 | 4.25 | 4 | 4.3 | 4.25 | 4 | 4.3 | 4.25 | 4 | 4.3 | 4.25 | 4 | 4.3 | 4.25 | 4 | 4.3 | 4.25 | 4 | 8.6 | 8 | 8.6 | 8 | 8.6 | 8 | 8.6 | 8 | 8.6 | 8 | 8.6 | 8 | 8.6 | 8 | 8.6 | 8 | 8.6 | 8 | 8.6 | 8
3113 | Hargaves BESS |  | Tilt Renewables Australia Pty Ltd | SNOWTOWN | NSW1 | 300 | 311301 | HGBS_GU1 | Battery Storage | Lithium-ion |  |  | Scheduled | 1 |  | 300 |  | 300 | 600 | Publicly Announced |  |  |  | 2026-03-10 | 2025-12-22 15:19
3112 | Hargaves Wind Farm |  | Tilt Renewables Australia Pty Ltd | SNOWTOWN | NSW1 | 400 | 311201 | HGWF_GU1 | Wind | Onshore |  |  | Semi-scheduled | 1 |  | 400 |  | 400 |  | Publicly Announced |  |  |  | 2026-03-10 | 2025-12-16 17:18
3051 | Hargraves BESS | N00237 | Tilt Renewables DevCo Pty Ltd as the trustee for Development Hold Trust | tiltrenewables_NR | NSW1 | 710 | 305101 | HFBS_GU1 | Battery Storage | Lithium-ion |  |  | Scheduled | 1 |  | 300 |  | 300 |  | Publicly Announced | 2032-12-31 | 2050 |  | 2026-03-10 | 2026-03-25 15:37
3051 | Hargraves BESS | N00237 | Tilt Renewables DevCo Pty Ltd as the trustee for Development Hold Trust | tiltrenewables_NR | NSW1 | 710 | 305102 | HGWF_GU1 | Wind | Onshore |  |  | Semi-scheduled | 57 |  | 7.14 |  | 406.98 |  | Publicly Announced | 2032-12-31 | 2050 |  | 2026-03-10 | 2026-03-25 15:37
3118 | Hargraves Energy Project - Wind Solar And BESS |  | Energy Estate | energyestate_NR | NSW1 | 900 | 311801 | HGBS_GU1 | Battery Storage | Lithium-ion |  |  | Scheduled | 1 |  | 200 |  | 200 | 800 | Publicly Announced |  |  |  | 2026-03-10 | 2025-10-09 17:58
3118 | Hargraves Energy Project - Wind Solar And BESS |  | Energy Estate | energyestate_NR | NSW1 | 900 | 311802 | HGSF_GU1 | Solar PV | Fixed |  |  | Semi-scheduled | 1 |  | 300 |  | 300 |  | Publicly Announced |  |  |  | 2026-03-10 | 2025-10-09 17:58
3118 | Hargraves Energy Project - Wind Solar And BESS |  | Energy Estate | energyestate_NR | NSW1 | 900 | 311803 | HGWF_GU1 | Wind | Onshore |  |  | Semi-scheduled | 1 |  | 600 |  | 600 |  | Publicly Announced |  |  |  | 2026-03-10 | 2025-10-09 17:58
1922 | Harlin Solar Farm | Q00026 | Harlin Solar Pty Ltd | keppelgroup_NR | QLD1 | 800 | 192202 | HarlinSF | Solar PV | Single Axis Tracking |  |  | Semi-scheduled | 1 |  | 400 |  | 400 |  | Publicly Announced |  |  |  | 2026-12-05 | 2023-07-05 03:09
1922 | Harlin Solar Farm | Q00026 | Harlin Solar Pty Ltd | keppelgroup_NR | QLD1 | 800 | 192203 | HSF_BS1 | Battery Storage | Lithium-ion |  |  | Scheduled | 1 |  | 240 |  | 240 |  | Publicly Announced |  |  |  | 2026-12-05 | 2023-07-05 03:09
2493 | Harrami Wind Farm | Q00096 | Mainstream | mainstream_NR | QLD1 | 800 | 249301 | HWF_GU1 | Wind | Onshore |  |  | Semi-scheduled | 111 |  | 7.2 |  | 799.2 |  | Publicly Announced |  |  |  | 2026-03-10 | 2025-03-25 03:07
2902 | Harrogate BESS | S00080 | Potentia Energy HoldCo Pty Ptd | enel_NR | SA1 | 270 | 290201 | HGBS_GU1 | Battery Storage | Lithium-ion |  |  | Scheduled | 236 | 1.73 | 1.73 | 408.28 | 408.28 | 1184.72 | Publicly Announced | 2029-07-27 | 2050 |  | 2026-03-10 | 2026-06-02 14:53
1981 | Hastings Generation Site |  | Esso Australia Resources | exxonmobil_NR | VIC1 | 43 | 198105 | Unit #3 | Gas Turbine | OCGT | Other |  | Non-scheduled | 1 |  | 14.33 |  | 14.33 |  | In Service |  | 2034 |  | 2026-03-10 | 2026-01-08 14:20
1981 | Hastings Generation Site |  | Esso Australia Resources | exxonmobil_NR | VIC1 | 43 | 198106 | Unit 1 | Gas Turbine | OCGT | Other |  | Non-scheduled | 1 |  | 14.33 |  | 14.33 |  | In Service |  | 2034 |  | 2026-03-10 | 2026-01-08 14:20
1981 | Hastings Generation Site |  | Esso Australia Resources | exxonmobil_NR | VIC1 | 43 | 198107 | Unit 2 | Gas Turbine | OCGT | Other |  | Non-scheduled | 1 |  | 14.33 |  | 14.33 |  | In Service |  | 2034 |  | 2026-03-10 | 2026-01-08 14:20
1992 | Haughton BESS | Q00127 | Pacific Hydro Haughton Solar Farm Pty Ltd | pacificblue_nr | QLD1 | 200 | 199201 | HauBESS | Battery Storage | Lithium-ion |  |  | Scheduled | 72 | 4.45 | 4.4 | 320.4 | 316.8 | 1172.88 | Publicly Announced | 2029-01-07 | 2049 |  | 2026-12-05 | 2026-05-18 13:31
1564 | Haughton Solar Farm Stage 1 |  | Pacific Hydro Haughton Solar Farm Pty Ltd | HAUGHTSF | QLD1 | 100 | 156401 | HAUGHT11 | Solar PV | Single Axis Tracking |  | HAUGHT11 | Semi-scheduled | 81 | 2.8 | 1.64 | 226.8 | 132.84 |  | In Service |  | 2049 |  | 2026-03-10 | 2026-05-19 13:20 | 100.035 | 100.035 | 100.035 | 100.035 | 100.035 | 100.035 | 100.035 | 100.035 | 100.035 | 100.035 | 100.035 | 100.035 | 100.035 | 100.035 | 100.035 | 100.035 | 100.035 | 100.035 | 100.035 | 100.035 | 100.035 | 100.035 | 100.035 | 100.035 | 100.035 | 100.035 | 100.035 | 100.035 | 100.035 | 100.035
1933 | Haughton Solar Farm Stage 2 | Q00030 | Pacific Hydro Australia Pty Ltd | pacificblue_nr | QLD1 | 300 | 193301 | HaugSt2 | Solar PV | Single Axis Tracking |  |  | Semi-scheduled | 92 | 3.41 | 3.36 | 313.72 | 309.12 |  | Anticipated | 2029-01-01 | 2049 |  | 2026-12-05 | 2026-05-18 12:20 | 0 | 0 | 0 | 0 | 0 | 0 | 0 | 0 | 0 | 300 | 300 | 300 | 300 | 300 | 300 | 300 | 300 | 300 | 300 | 300 | 300 | 300 | 300 | 300 | 300 | 300 | 300 | 300 | 300 | 300
1089 | Hawkesdale Wind Farm | V00031 | Hawkesdale Asset Pty Ltd as trustee for Hawkesdale Asset Trust | HAWKES | VIC1 | 89.5 | 108901 | Hawkesdale Wind Farm | Wind | Onshore |  | HD1WF1 | Semi-scheduled | 23 |  | 4.2 |  | 96.6 |  | In Service |  | 2054 |  | 2026-03-10 | 2026-03-17 13:43 | 89.493 | 89.493 | 89.493 | 89.493 | 89.493 | 89.493 | 89.493 | 89.493 | 89.493 | 89.493 | 89.493 | 89.493 | 89.493 | 89.493 | 89.493 | 89.493 | 89.493 | 89.493 | 89.493 | 89.493 | 89.493 | 89.493 | 89.493 | 89.493 | 89.493 | 89.493 | 89.493 | 89.493 | 89.493 | 89.493
1451 | Hay Sun Farm |  | Hay Solar Farm Pty Ltd as Trustee of the Hay Solar Farm Trust | mrenewables_nr | NSW1 | 140.8 | 145101 | Hay Sun Farm | Solar PV | Single Axis Tracking |  |  | Semi-scheduled | 32 | 4.47 | 4.4 | 143.04 | 140.8 |  | Anticipated | 2028-03-01 | 2068 |  | 2026-12-05 | 2026-05-28 15:28 | 0 | 0 | 0 | 0 | 110 | 100 | 110 | 110 | 100 | 110 | 110 | 100 | 110 | 110 | 100 | 110 | 110 | 100 | 110 | 110 | 100 | 110 | 110 | 100 | 110 | 110 | 100 | 110 | 110 | 100
1517 | Hayman Solar Farm |  | Hayman Solar Farm Pty Ltd as trustee for Hayman Solar Farm Trust | atmos_nr | QLD1 | 50 | 151701 | Hay:1-21 | Solar PV | Single Axis Tracking |  | HAYMSF1 | Semi-scheduled | 21 | 2.75 | 2.38 | 57.75 | 49.98 |  | In Service |  | 2048 |  | 2026-03-10 | 2026-03-27 11:23 | 50.001 | 48.006 | 47.838 | 50.001 | 48.006 | 47.838 | 50.001 | 48.006 | 47.838 | 50.001 | 48.006 | 47.838 | 50.001 | 48.006 | 47.838 | 50.001 | 48.006 | 47.838 | 50.001 | 48.006 | 47.838 | 50.001 | 48.006 | 47.838 | 50.001 | 48.006 | 47.838 | 50.001 | 48.006 | 47.838
1991 | Hazelwood Battery Energy Storage System (HBESS) | V00007 | Hazelwood BESS Project Co Pty Ltd as trustee for the HBESS Asset Trust | HBESS | VIC1 | 150 | 199101 | HBESS1 | Battery Storage | Lithium-ion |  | HBESS1 | Scheduled | 1 |  | 200.07 |  | 200.07 | 162 | In Service |  | 2043 |  | 2026-03-10 | 2026-04-02 13:23 | 150 | 150 | 150 | 150 | 150 | 150 | 150 | 150 | 150 | 150 | 150 | 150 | 150 | 150 | 150 | 150 | 150 | 150 | 150 | 150 | 150 | 150 | 150 | 150 | 150 | 150 | 150 | 150 | 150 | 150 | 150 | 150 | 150 | 150 | 150 | 150 | 150 | 150 | 150 | 150 | 150 | 150 | 150 | 150 | 150 | 150 | 150 | 150 | 150 | 150
2847 | Hazelwood BESS - KCI | V00168 | International Power (Australia) Pty Ltd | engie_NR | VIC1 | 150 | 284701 | HBESS2 | Battery Storage | Lithium-ion |  |  | Scheduled | 1 | 200 | 150 | 200 | 150 | 200 | Publicly Announced |  | 2048 |  | 2026-03-10 | 2026-03-16 08:44
3222 | Hazelwood East BESS - KCI | V00187 | Hazelwood East BESS |  | VIC1 | 500 | 322201 | HZBESS_GU1 | Battery Storage | Lithium-ion |  |  | Scheduled | 1 |  | 500 |  | 500 | 500 | Publicly Announced |  |  |  | 2026-03-10 | 2026-01-22 15:58
2399 | Hazelwood North Solar Farm - KCI | V00095 | Manthos Investments Pty Ltd |  | VIC1 | 480 | 239901 | HNSF_GU1 | Solar PV | Fixed |  |  | Semi-scheduled | 1 |  | 480 |  | 480 |  | Publicly Announced |  |  |  | 2026-03-10 | 2023-01-06 19:08
3164 | Heatherton BESS |  | Heatherton BESS Pty Ltd | onyx_NR | VIC1 | 71.4 | 316402 | HBS_GU1 | Battery Storage | Lithium-ion |  |  | Scheduled | 17 | 4.2 | 4.2 | 71.4 | 71.4 | 153 | Publicly Announced | 2027-11-30 | 2050 |  | 2026-03-10 | 2026-03-25 15:49
2007 | Hellyer Wind Farm | T00004 | ARK Energy Corporation Pty Ltd | arkenergy_nr | TAS1 | 155 | 200701 | HWF_GU1 | Wind | Onshore |  |  | Semi-scheduled | 25 |  | 6.2 |  | 155 |  | Publicly Announced |  |  |  | 2026-03-10 | 2025-03-13 01:35
2264 | Herries Range Wind Farm | Q00163 | Acciona Energy Global Australia | acciona_NR | QLD1 | 752.4 | 226401 | Herries Range WF 1 | Wind | Onshore |  |  | Semi-scheduled | 132 |  | 6.8 |  | 897.6 |  | Publicly Announced | 2030-12-31 | 2055 |  | 2026-12-05 | 2026-05-26 11:18
1287 | Hexham |  | Wind Prospect WA Pty Ltd | windprospect_NR | VIC1 | 921.12 | 128702 | Hexham Wind Farm BESS | Battery Storage | Lithium-ion |  |  | Scheduled | 64 | 3.13 | 3.13 | 200.32 | 200.32 | 800 | Publicly Announced | 2030-11-01 | 2065 |  | 2026-03-10 | 2026-03-26 08:37
1287 | Hexham |  | Wind Prospect WA Pty Ltd | windprospect_NR | VIC1 | 921.12 | 128703 | Hexham Wind Farm | Wind | Onshore |  |  | Semi-scheduled | 106 | 6.8 | 6.8 | 720.8 | 720.8 |  | Publicly Announced | 2030-11-01 | 2065 |  | 2026-03-10 | 2026-03-26 08:37
3155 | Heywood BESS |  | Atmos Renewables | atmos_nr | VIC1 | 285 | 315502 | Heywood BESS | Battery Storage | Lithium-ion |  |  | Scheduled | 92 | 14.1 | 4.6 | 1297.2 | 423.2 | 1140.8 | Publicly Announced | 2028-12-01 | 2053 |  | 2026-12-05 | 2026-05-25 17:07
3301 | Hidden Hill BESS - KCI | N00308 | Private Energy Partners Pty Ltd | pep_nr | NSW1 | 520 | 330101 | Hidden Hill BESS | Battery Storage | Lithium-ion |  |  | Scheduled | 1 |  | 520 |  | 520 |  | Publicly Announced |  |  |  |  | 2026-06-30 11:27
3109 | High Sea Wind Farm |  | High Sea Wind Pty Ltd | highsea_nr | VIC1 | 1281 | 310901 | HSWF_GU1 | Wind | Offshore - fixed |  |  | Semi-scheduled | 61 |  | 21 |  | 1281 |  | Publicly Announced | 2035-07-25 | 2068 |  | 2026-03-10 | 2026-03-10 19:19
2040 | Hills of Gold Wind Farm | N00194 | Someva Renewables | someva_NR | NSW1 | 420 | 204001 | Hills of Gold WF | Wind | Onshore |  |  | Semi-scheduled | 70 | 6 | 6 | 420 | 420 |  | Publicly Announced | 2029-12-01 | 2058 |  | 2026-03-10 | 2026-04-01 11:32
1452 | Hillston Sun Farm |  | Hillston Sun Farm Operations Pty Ltd ATF Hillston | reveraenergy_nr | NSW1 | 85 | 145201 | Hillston Sun Farm:Solar Panels | Solar PV | Single Axis Tracking |  | HILLSTN1 | Semi-scheduled | 40 | 2.98 | 2.75 | 119.2 | 110 |  | In Service |  | 2046 |  | 2026-03-10 | 2026-03-31 09:49 | 85 | 85 | 76.52 | 85 | 85 | 76.52 | 85 | 85 | 76.52 | 85 | 85 | 76.52 | 85 | 85 | 76.52 | 85 | 85 | 76.52 | 85 | 85 | 76.52 | 85 | 85 | 76.52 | 85 | 85 | 76.52 | 85 | 85 | 76.52
2472 | Hobart Show Grounds BESS | T00030 | Gravitas |  | TAS1 | 11 | 247201 | HSBS_GU1 | Battery Storage | Lithium-ion |  |  | Scheduled | 1 |  | 11 |  | 11 |  | Publicly Announced |  |  |  | 2026-03-10 | 2023-04-19 22:25
2597 | Hollow Tree Wind Farm | T00032 | Goldwind Australia | goldwindaustralia_NR | TAS1 | 421 | 259701 | HTWF_GU1 | Wind | Onshore |  |  | Semi-scheduled | 54 | 7.8 | 7.8 | 421.2 | 421.2 |  | Publicly Announced | 2032-07-01 | 2062 |  | 2026-03-10 | 2026-05-27 16:07
2645 | Holloway - Battery | N00149 | SynCo Global | sycoglobal_nr | NSW1 | 250 | 264501 | Holloway Bushranger | Battery Storage | Lithium-ion |  |  | Scheduled | 84 | 4.39 | 4.39 | 368.76 | 368.76 | 999.6 | Publicly Announced | 2029-03-30 | 2060 |  | 2026-03-10 | 2026-06-03 17:54
2759 | Holloway BESS - KCI | N00173 | Bushranger Project Pty Ltd. |  | NSW1 | 400 | 275901 | holloway | Battery Storage | Lithium-ion |  |  | Scheduled | 156 |  | 3.6 |  | 561.6 |  | Publicly Announced |  |  |  | 2026-03-10 | 2024-07-02 03:02
2874 | Hookey Creek Hybrid - Solar And BESs - KCI | Q00183 | Zebre Pty Ltd | zenenergy_NR | QLD1 | 200 | 287401 | LW_GU1 | Battery Storage | Lithium-ion |  |  | Scheduled | 1 | 278 | 200 | 278 | 200 | 800 | Publicly Announced | 2029-03-30 | 2054 |  | 2026-12-05 | 2026-05-20 15:50
2874 | Hookey Creek Hybrid - Solar And BESs - KCI | Q00183 | Zebre Pty Ltd | zenenergy_NR | QLD1 | 200 | 287402 | LWSF_GU1 | Solar PV | Single Axis Tracking |  |  | Semi-scheduled | 1 | 154 | 100 | 154 | 100 |  | Publicly Announced | 2029-03-30 | 2059 |  | 2026-12-05 | 2026-05-20 15:50
2618 | Hopeland BESS | Q00123 | Pacific Partnerships | pacificp_NR | QLD1 | 175 | 261801 | HBESS | Battery Storage | Lithium-ion |  |  | Scheduled | 96 | 2.4 | 2.4 | 230.4 | 230.4 | 350.4 | Publicly Announced | 2028-12-06 | 2029 |  | 2026-12-05 | 2025-12-19 12:19
2562 | Hopeland Solar Farm | Q00108 | Hopeland Solar Farm Pty Ltd as trustee for the Hopeland Solar Farm Trust | pacificp_NR | QLD1 | 250 | 256201 | HSF_GU1 | Solar PV | Fixed |  |  | Semi-scheduled | 78 |  | 4.2 |  | 327.6 |  | Publicly Announced |  |  |  | 2026-12-05 | 2026-03-30 18:24
1610 | Hornsdale Power Reserve Unit 1 |  | Hornsdale Power Reserve Pty Ltd | HORNSPR | SA1 | 150 | 161002 | HPRG EXP | Battery Storage | Lithium-ion |  | HPR1 | Scheduled | 1 |  | 50 |  | 50 | 61.3 | In Service |  | 2057 |  | 2026-12-05 | 2026-01-06 12:39 | 50 | 50 | 50 | 50 | 50 | 50 | 50 | 50 | 50 | 50 | 50 | 50 | 50 | 50 | 50 | 50 | 50 | 50 | 50 | 50 | 50 | 50 | 50 | 50 | 50 | 50 | 50
1610 | Hornsdale Power Reserve Unit 1 |  | Hornsdale Power Reserve Pty Ltd | HORNSPR | SA1 | 150 | 161003 | HPRG1 | Battery Storage | Lithium-ion |  | HPR1 | Scheduled | 1 |  | 100 |  | 100 | 117 | In Service |  | 2057 |  | 2026-12-05 | 2026-01-06 12:39 | 100 | 100 | 100 | 100 | 100 | 100 | 100 | 100 | 100 | 100 | 100 | 100 | 100 | 100 | 100 | 100 | 100 | 100 | 100 | 100 | 100 | 100 | 100 | 100 | 100 | 100 | 100
1300 | Hornsdale Wind Farm Stage 1 |  | HWF 1 Pty Ltd | atmos_nr | SA1 | 100 | 130001 | Hornsdale Wind Farm Stage 1:Units 1-32 | Wind | Onshore |  | HDWF1 | Semi-scheduled | 32 | 3.2 | 3.2 | 102.4 | 102.4 |  | In Service |  | 2056 |  | 2026-03-10 | 2026-03-30 12:47 | 100 | 100 | 97.6 | 100 | 100 | 97.6 | 100 | 100 | 97.6 | 100 | 100 | 97.6 | 100 | 100 | 97.6 | 100 | 100 | 97.6 | 100 | 100 | 97.6 | 100 | 100 | 97.6 | 100 | 100 | 97.6 | 100 | 100 | 97.6
1376 | Hornsdale Wind Farm Stage 2 |  | HWF 2 Pty Ltd | atmos_nr | SA1 | 100 | 137601 | Hornsdale Wind Farm Stage 2:Units 33-64 | Wind | Onshore |  | HDWF2 | Semi-scheduled | 32 | 3.2 | 3.2 | 102.4 | 102.4 |  | In Service |  | 2057 |  | 2026-03-10 | 2026-03-30 12:49 | 100 | 100 | 97.6 | 100 | 100 | 97.6 | 100 | 100 | 97.6 | 100 | 100 | 97.6 | 100 | 100 | 97.6 | 100 | 100 | 97.6 | 100 | 100 | 97.6 | 100 | 100 | 97.6 | 100 | 100 | 97.6 | 100 | 100 | 97.6
1381 | Hornsdale Wind Farm Stage 3 |  | HWF 3 Pty Ltd | atmos_nr | SA1 | 109 | 138101 | Hornsdale Wind Farm Stage 3:65-99 | Wind | Onshore |  | HDWF3 | Semi-scheduled | 35 | 3.2 | 3.2 | 112 | 112 |  | In Service |  | 2057 |  | 2026-03-10 | 2026-03-30 12:49 | 108.99 | 108.99 | 106.75 | 108.99 | 108.99 | 106.75 | 108.99 | 108.99 | 106.75 | 108.99 | 108.99 | 106.75 | 108.99 | 108.99 | 106.75 | 108.99 | 108.99 | 106.75 | 108.99 | 108.99 | 106.75 | 108.99 | 108.99 | 106.75 | 108.99 | 108.99 | 106.75 | 108.99 | 108.99 | 106.75
2577 | Horsham BESS |  | ESCO Solar Farm 7 Trust | ox2_NR | VIC1 | 100 | 257701 | HBS_GU1 | Battery Storage | Lithium-ion |  |  | Scheduled | 41 | 7.13 | 3.8 | 292.33 | 155.8 | 311.6 | Committed | 2027-06-30 | 2066 |  | 2026-12-05 | 2026-05-26 14:34 | 0 | 0 | 0 | 100 | 100 | 100 | 100 | 100 | 100 | 100 | 100 | 100 | 100 | 100 | 100 | 100 | 100 | 100 | 100 | 100 | 100 | 100 | 100 | 100 | 100 | 100 | 100 | 100 | 100 | 100 | 0 |  | 200 | 200 | 200 | 200 | 200 | 200 | 200 | 200 | 200 | 200 | 200 | 200 | 200 | 200 | 200 | 200 | 200 | 200
1954 | Horsham Solar Farm | V00027 | ESCO SOLAR FARM 7 PTY LTD | ox2_NR | VIC1 | 118.8 | 195401 | HorSolar | Solar PV | Single Axis Tracking |  |  | Semi-scheduled | 36 | 7.13 | 4.2 | 256.68 | 151.2 |  | Committed | 2026-12-31 | 2066 |  | 2026-12-05 | 2026-05-26 14:51 | 0 | 118.8 | 118.8 | 118.8 | 118.8 | 118.8 | 118.8 | 118.8 | 118.8 | 118.8 | 118.8 | 118.8 | 118.8 | 118.8 | 118.8 | 118.8 | 118.8 | 118.8 | 118.8 | 118.8 | 118.8 | 118.8 | 118.8 | 118.8 | 118.8 | 118.8 | 118.8 | 118.8 | 118.8 | 118.8
1388 | Hughenden Sun Farm |  | Hughenden Solar Pty Ltd as Trustee for Hughenden Solar Trust | baywa-re_NR | QLD1 | 18 | 138801 | Hughenden Sun Farm:Units 1-18 | Solar PV | Single Axis Tracking |  | HUGSF1 | Significant Non-scheduled | 18 |  | 1.17 |  | 21.06 |  | In Service |  | 2048 |  | 2026-12-05 | 2026-05-19 09:49
3216 | Hughes Gap BESS | S00092 | ReEnerge Australia Holdings Pty Ltd | ReEnerge_nr | SA1 | 300 | 321601 | HGAPBESS_GU1 | Battery Storage | Lithium-ion |  |  | Scheduled | 1 |  | 300 |  | 300 | 300 | Publicly Announced |  |  |  | 2026-03-10 | 2026-04-29 20:08
3217 | Hughes Gap WF - KCI | S00093 | ReEnerge Australia Pty Ltd |  | SA1 | 300 | 321701 | HGWF_GU1 | Wind | Onshore |  |  | Scheduled | 1 |  | 300 |  | 300 |  | Publicly Announced |  |  |  | 2026-03-10 | 2026-01-22 15:56
2796 | Hughes Road BESS |  | BayWA r.e Projects Australia Pty Ltd | baywa-re_NR | QLD1 | 200 | 279601 | HRBS_GU1 | Battery Storage | Lithium-ion |  |  | Scheduled | 1 |  | 200 |  | 200 | 800 | Publicly Announced | 2028-02-04 |  |  | 2026-03-10 | 2025-06-22 07:31
2569 | Hume Bess (ARIF) | N00128 | The Trustee for the ARIF Hume BESS Holdings Trust | foresightgroupau_NR | NSW1 | 75 | 256901 | HBBS_GU1 | Battery Storage | Lithium-ion |  |  | Scheduled | 1 | 79.8 | 75 | 79.8 | 75 | 148 | Publicly Announced | 2028-06-30 | 2037 |  | 2026-03-10 | 2026-04-02 14:22
1732 | Hume Dam NSW |  | GSPOWER | GSPOWER | NSW1 | 29 | 173201 | HUMENSW | Hydro | Dam |  | HUMENSW | Scheduled | 1 |  | 29 |  | 29 |  | In Service |  | 2057 |  | 2026-03-10 | 2026-04-02 13:40 | 0 | 29 | 29 | 0 | 29 | 29 | 0 | 29 | 29 | 0 | 29 | 29 | 0 | 29 | 29 | 0 | 29 | 29 | 0 | 29 | 29 | 0 | 29 | 29 | 0 | 29 | 29 | 0 | 29 | 29
1736 | Hume Dam VIC |  | GSP Energy Pty Ltd | GSPOWER | VIC1 | 29 | 173601 | HUMEV | Hydro | Dam |  | HUMEV | Scheduled | 1 |  | 29 |  | 29 |  | In Service |  | 2057 |  | 2026-03-10 | 2026-04-02 13:42 | 0 | 29 | 29 | 0 | 29 | 29 | 0 | 29 | 29 | 0 | 29 | 29 | 0 | 29 | 29 | 0 | 29 | 29 | 0 | 29 | 29 | 0 | 29 | 29 | 0 | 29 | 29 | 0 | 29 | 29
3040 | Hume North Battery Energy Storage System | N00229 | Infrastructure Capital Services Pty Ltd as trustee for the ARIF Hume BESS Holdings Trust |  | NSW1 | 75 | 304001 | HNBS_GU1 | Battery Storage | Lithium-ion |  |  | Scheduled | 1 |  | 75 |  | 75 |  | Publicly Announced |  |  |  | 2026-03-10 | 2025-07-01 02:12
2029 | Hunter Central Coast Offshore Energy (Wind) | N00079 | Energy Estate | energyestate_NR | NSW1 | 1400 | 202901 | HC1 | Wind | Offshore - fixed |  |  | Semi-scheduled | 1 |  | 1400 |  | 1400 |  | Publicly Announced |  |  |  | 2026-03-10 | 2023-09-26 20:52
1601 | Hunter EconomicZone |  | Snowy Hydro Ltd | SNOWY | NSW1 | 28 | 160101 | Hunter EconomicZone:1-16 | Gas Turbine | OCGT | Diesel/ Fuel Oil | HEZ1 | Scheduled | 16 |  | 1.29 |  | 20.64 |  | In Service |  | 2036 |  | 2026-03-10 | 2026-03-24 08:40 | 20.64 | 20.64 | 20.64 | 20.64 | 20.64 | 20.64 | 20.64 | 20.64 | 20.64 | 20.64 | 20.64 | 20.64 | 20.64 | 20.64 | 20.64 | 20.64 | 20.64 | 20.64 | 20.64 | 20.64 | 20.64 | 20.64 | 20.64 | 20.64 | 20.64 | 20.64 | 20.64 | 20.64 | 20.64 | 20.64
2413 | Ilford Green Energy Hub | N00115 | brightnightpower_NR | Yanara_NR | NSW1 | 500 | 241301 | 1 | Solar PV | Single Axis Tracking |  |  | Semi-scheduled | 40 | 4.57 | 4.39 | 182.8 | 175.6 |  | Publicly Announced | 2030-11-01 | 2070 |  | 2026-03-10 | 2026-03-27 15:03
2413 | Ilford Green Energy Hub | N00115 | brightnightpower_NR | Yanara_NR | NSW1 | 500 | 241302 | 2 | Battery Storage | Lithium-ion |  |  | Scheduled | 136 | 4.39 | 4.39 | 597.04 | 597.04 | 455.6 | Publicly Announced | 2029-11-01 | 2069 |  | 2026-03-10 | 2026-03-27 15:03
2413 | Ilford Green Energy Hub | N00115 | brightnightpower_NR | Yanara_NR | NSW1 | 500 | 241303 | 3 | Wind | Onshore |  |  | Semi-scheduled | 46 | 7 | 7 | 322 | 322 |  | Publicly Announced | 2032-09-01 | 2072 |  | 2026-03-10 | 2026-03-27 15:03
2024 | Illawarra Offshore Wind Farm |  | OceanEx Energy | oceanex_NR | NSW1 | 2000 | 202401 | Illawarr | Wind | Offshore - fixed |  |  | Semi-scheduled | 1 |  | 2000 |  | 2000 |  | Publicly Announced | 2031-01-01 |  |  | 2025-09-01 | 2022-06-09 18:40
3278 | Inghams 475 Badgerys Creek |  | CleanPeak Energy | cleanpeakenergy_NR | NSW1 | 39.2 | 327801 | Inghams BESS | Battery Storage | Lithium-ion |  |  | Non-scheduled | 24 |  | 0 |  | 0 | 120.48 | Publicly Announced |  | 2058 |  |  | 2026-05-22 16:44
2991 | Inverell Battery Energy Storage System | N00228 | Inverell BESS Development Pty Ltd | southenergy_NR | NSW1 | 150 | 299101 | IRBS_GU1 | Battery Storage | Lithium-ion |  |  | Scheduled | 42 | 4.6 | 4.6 | 193.2 | 193.2 | 1411.2 | Publicly Announced | 2029-01-01 | 2049 |  | 2026-12-05 | 2026-05-19 09:09
2057 | Inverleigh Solar Farm |  | TBA |  | VIC1 | 22 | 205701 | Inverlei | Solar PV | Fixed |  |  | Semi-scheduled | 1 |  | 22 |  | 22 |  | Publicly Announced |  |  |  | 2026-03-10 | 2022-09-21 01:56
1631 | Inverleigh Wind Farm |  | Inverleigh Wind Farm Pty Ltd | IWF_NR | VIC1 | 91.5 | 163102 | Inverleigh Wind Farm: | Wind | Onshore |  |  | Semi-scheduled | 15 | 6.1 | 6.1 | 91.5 | 91.5 |  | Anticipated | 2028-06-30 | 2057 |  | 2026-12-05 | 2026-05-22 14:13 | 0 | 0 | 0 | 0 | 0 | 0 | 89 | 89 | 0 | 89 | 89 | 0 | 89 | 89 | 0 | 89 | 89 | 0 | 89 | 89 | 0 | 89 | 89 | 0 | 89 | 89 | 0 | 89 | 89 | 0
1095 | Invicta Mill |  | Haughton Sugar Company Pty Limited | STANCEA | QLD1 | 50.3 | 109501 | Invicta Mill:Unit 1 | Other | Biomass | Biofuel/Biomass |  | Non-scheduled | 1 |  | 9 |  | 9 |  | In Service |  | 2040 |  | 2026-03-10 | 2026-03-18 12:51
1095 | Invicta Mill |  | Haughton Sugar Company Pty Limited | STANCEA | QLD1 | 50.3 | 109502 | Invicta Mill:Unit 2 | Other | Biomass | Biofuel/Biomass |  | Non-scheduled | 1 |  | 2.5 |  | 2.5 |  | In Service |  | 2040 |  | 2026-03-10 | 2026-03-18 12:51
1095 | Invicta Mill |  | Haughton Sugar Company Pty Limited | STANCEA | QLD1 | 50.3 | 109503 | Invicta Mill:Unit 3 | Other | Biomass | Biofuel/Biomass |  | Non-scheduled | 1 |  | 38.8 |  | 38.8 |  | In Service |  | 2040 |  | 2026-03-10 | 2026-03-18 12:51
3061 | Ironbark Power Station 20MW Expansion | Q00207 | Carbon Logica Pty Ltd |  | QLD1 | 20 | 306101 | IBPS_GU1 | Other | Other |  |  | Semi-scheduled | 1 |  | 20 |  | 20 |  | Publicly Announced |  |  |  | 2026-03-10 | 2025-07-02 17:47
3213 | Isaac Power Station - KCI | Q00285 | Isaac Power Station Pty Ltd |  | QLD1 | 120 | 321301 | IPS_GU1 | Other | Other |  |  | Scheduled | 1 |  | 120 |  | 120 | 120 | Publicly Announced |  |  |  | 2026-03-10 | 2026-01-22 15:58
1249 | ISIS Central Sugar Mill Co-generation Plant |  | SUSTAINABLE ENERGY INFRASTRUCTURE | sustainable_NR | QLD1 | 25 | 124901 | ISIS Central Sugar Mill Co-generation Plant:1 | Gas Turbine | Steam Turbine | Other | ICSM | Non-scheduled | 1 |  | 25 |  | 25 |  | In Service |  |  |  | 2026-03-10 | 2026-04-14 11:17
2992 | Ivanhoe BESS | N00226 | Ivanhoe Coal Pty Ltd | ivanhoe_coal_nr | NSW1 | 700 | 299201 | IHBS_GU1 | Battery Storage | Lithium-ion |  |  | Scheduled | 900 |  | 0.78 |  | 702 |  | Publicly Announced |  |  |  | 2025-09-01 | 2025-04-02 19:15
2879 | J Pierce Road BESS | Q00209 | J Pierce Road BESS Pty Ltd | ARES_NR | QLD1 | 400 | 287901 | BCBS_GU1 | Battery Storage | Lithium-ion |  |  | Scheduled | 118 | 4.23 | 4.6 | 499.14 | 542.8 | 1923.4 | Publicly Announced | 2027-03-31 | 2053 |  | 2026-03-10 | 2026-03-31 11:12
2908 | Jackson North BESS | Q00107 | Equis Energy (Australia) Projects (Ngumi 6) Pty Ltd as trustee for the Equis Energy(Australia) Ngumi 6 Asset Trust | equis_NR | QLD1 | 200 | 290801 | JNBESS | Battery Storage | Lithium-ion |  |  | Scheduled | 112 | 0.62 | 1.93 | 69.44 | 216.16 | 399.84 | Publicly Announced | 2030-07-01 | 2050 |  | 2026-03-10 | 2026-03-16 10:13
3166 | Jackson North Wind Farm |  | Equis Australia | equis_NR | QLD1 | 600 | 316601 | JNWF | Wind | Onshore |  |  | Semi-scheduled | 99 | 4 | 6.2 | 396 | 613.8 |  | Publicly Announced | 2030-01-01 | 2060 |  | 2026-03-10 | 2026-03-16 09:37
3116 | Jackson Solar Farm and BESS |  | Energy Estate | energyestate_NR | QLD1 | 400 | 311601 | JSBS_GU1 | Battery Storage | Lithium-ion |  |  | Scheduled | 1 |  | 400 |  | 400 | 1600 | Publicly Announced |  |  |  | 2026-03-10 | 2025-10-09 17:42
3116 | Jackson Solar Farm and BESS |  | Energy Estate | energyestate_NR | QLD1 | 400 | 311602 | JSSF_GU1 | Solar PV | Fixed |  |  | Semi-scheduled | 1 |  | 400 |  | 400 |  | Publicly Announced |  |  |  | 2026-03-10 | 2025-10-09 17:42
1373 | Jeeralang A |  | EnergyAustralia Ecogen Py Ltd | EASTENGY | VIC1 | 260 | 137301 | Jeeralang A Unit 1 | Gas Turbine | OCGT | Natural Gas | JLA01 | Scheduled | 1 |  | 53 |  | 53 |  | In Service |  | 2039 |  | 2026-03-10 | 2026-03-24 19:34 | 56 | 50 | 46.6 | 56 | 50 | 46.6 | 56 | 50 | 46.6 | 56 | 50 | 46.6 | 56 | 50 | 46.6 | 56 | 50 | 46.6 | 56 | 50 | 46.6 | 56 | 50 | 46.6 | 56 | 50 | 46.6 | 56 | 50 | 46.6
1373 | Jeeralang A |  | EnergyAustralia Ecogen Py Ltd | EASTENGY | VIC1 | 260 | 137302 | Jeeralang A Unit 2 | Gas Turbine | OCGT | Natural Gas | JLA02 | Scheduled | 1 |  | 53 |  | 53 |  | In Service |  | 2039 |  | 2026-03-10 | 2026-03-24 19:34 | 56 | 50 | 46.6 | 56 | 50 | 46.6 | 56 | 50 | 46.6 | 56 | 50 | 46.6 | 56 | 50 | 46.6 | 56 | 50 | 46.6 | 56 | 50 | 46.6 | 56 | 50 | 46.6 | 56 | 50 | 46.6 | 56 | 50 | 46.6
1373 | Jeeralang A |  | EnergyAustralia Ecogen Py Ltd | EASTENGY | VIC1 | 260 | 137303 | Jeeralang A Unit 3 | Gas Turbine | OCGT | Natural Gas | JLA03 | Scheduled | 1 |  | 53 |  | 53 |  | In Service |  | 2039 |  | 2026-03-10 | 2026-03-24 19:34 | 56 | 50 | 46.6 | 56 | 50 | 46.6 | 56 | 50 | 46.6 | 56 | 50 | 46.6 | 56 | 50 | 46.6 | 56 | 50 | 46.6 | 56 | 50 | 46.6 | 56 | 50 | 46.6 | 56 | 50 | 46.6 | 56 | 50 | 46.6
1373 | Jeeralang A |  | EnergyAustralia Ecogen Py Ltd | EASTENGY | VIC1 | 260 | 137304 | Jeeralang A Unit 4 | Gas Turbine | OCGT | Natural Gas | JLA04 | Scheduled | 1 |  | 53 |  | 53 |  | In Service |  | 2039 |  | 2026-03-10 | 2026-03-24 19:34 | 56 | 50 | 46.6 | 56 | 50 | 46.6 | 56 | 50 | 46.6 | 56 | 50 | 46.6 | 56 | 50 | 46.6 | 56 | 50 | 46.6 | 56 | 50 | 46.6 | 56 | 50 | 46.6 | 56 | 50 | 46.6 | 56 | 50 | 46.6
1374 | Jeeralang B Power Station |  | EnergyAustralia Ecogen Pty Ltd | EASTENGY | VIC1 | 300 | 137401 | Jeeralang B Unit 1 | Gas Turbine | OCGT | Natural Gas | JLB01 | Scheduled | 1 |  | 76 |  | 76 |  | In Service |  | 2039 |  | 2026-03-10 | 2026-03-24 16:32 | 85 | 76 | 70.3 | 85 | 76 | 70.3 | 85 | 76 | 70.3 | 85 | 76 | 70.3 | 85 | 76 | 70.3 | 85 | 76 | 70.3 | 85 | 76 | 70.3 | 85 | 76 | 70.3 | 85 | 76 | 70.3 | 85 | 76 | 70.3
1374 | Jeeralang B Power Station |  | EnergyAustralia Ecogen Pty Ltd | EASTENGY | VIC1 | 300 | 137402 | Jeeralang B Unit 2 | Gas Turbine | OCGT | Natural Gas | JLB02 | Scheduled | 1 |  | 76 |  | 76 |  | In Service |  | 2039 |  | 2026-03-10 | 2026-03-24 16:32 | 83 | 74 | 68.3 | 83 | 74 | 68.3 | 83 | 74 | 68.3 | 83 | 74 | 68.3 | 83 | 74 | 68.3 | 83 | 74 | 68.3 | 83 | 74 | 68.3 | 83 | 74 | 68.3 | 83 | 74 | 68.3 | 83 | 74 | 68.3
1374 | Jeeralang B Power Station |  | EnergyAustralia Ecogen Pty Ltd | EASTENGY | VIC1 | 300 | 137403 | Jeeralang B Unit 3 | Gas Turbine | OCGT | Natural Gas | JLB03 | Scheduled | 1 |  | 76 |  | 76 |  | In Service |  | 2039 |  | 2026-03-10 | 2026-03-24 16:32 | 87 | 78 | 72.3 | 87 | 78 | 72.3 | 87 | 78 | 72.3 | 87 | 78 | 72.3 | 87 | 78 | 72.3 | 87 | 78 | 72.3 | 87 | 78 | 72.3 | 87 | 78 | 72.3 | 87 | 78 | 72.3 | 87 | 78 | 72.3
1521 | Jemalong Solar |  | Genex Power | genexpower_NR | NSW1 | 50 | 152101 | Jemalong Solar:1 | Solar PV | Single Axis Tracking |  | JEMALNG1 | Semi-scheduled | 20 | 3.3 | 2.75 | 66 | 55 |  | In Service |  | 2050 |  | 2026-03-10 | 2026-03-24 15:23 | 50 | 50 | 50 | 50 | 50 | 50 | 50 | 50 | 50 | 50 | 50 | 50 | 50 | 50 | 50 | 50 | 50 | 50 | 50 | 50 | 50 | 50 | 50 | 50 | 50 | 50 | 50 | 50 | 50 | 50
2203 | Jeremiah Wind Farm | N00068 | Squadron Energy Services Pty Ltd | squadronenergy_NR | NSW1 | 288 | 220301 | JWF_G1 | Wind | Onshore |  |  | Semi-scheduled | 48 | 6 | 6 | 288 | 288 |  | Publicly Announced | 2031-01-01 | 2060 |  | 2026-03-10 | 2026-03-17 02:42
1096 | Jindabyne |  | Snowy Hydro Ltd | SNOWY | NSW1 | 1 | 109601 | Jindabyne:1 | Hydro | Dam |  | JNDABNE1 | Non-scheduled | 1 |  | 1.1 |  | 1.1 |  | In Service |  | 2070 |  | 2026-03-10 | 2026-03-29 13:53
3284 | Jindera BESS |  | BESS ATLANTIC PTY LTD | gransolar_NR | NSW1 | 250 | 328401 | JINBESS-GU1 | Battery Storage | Lithium-ion |  |  | Scheduled | 1 |  | 250 |  | 250 | 500 | Publicly Announced | 2029-03-20 | 2050 |  |  | 2026-05-20 10:09
2379 | Jindera BESS - Storage - KCI | N00106 | BESS Atlantic |  | NSW1 | 250 | 237901 | JBS_GU1 | Battery Storage | Lithium-ion |  |  | Scheduled | 1 |  | 250 |  | 250 |  | Publicly Announced |  |  |  | 2026-03-10 | 2023-01-05 23:34
2539 | Jindera Solar Farm | N00132 | Jindera Solar Farm Pty Ltd |  | NSW1 | 120 | 253901 | JSF_GU1 | Solar PV | Fixed |  |  | Semi-scheduled | 38 |  | 3.16 |  | 120.08 |  | Publicly Announced |  |  |  | 2026-03-10 | 2023-07-04 19:28
2246 | Joel Joel BESS | V00076 | ACEnergy Pty Ltd | acenergy_NR | VIC1 | 250 | 224601 | JOELBT | Battery Storage | Lithium-ion |  |  | Scheduled | 88 | 3.62 | 3.62 | 318.56 | 318.56 | 999.68 | Anticipated | 2028-10-02 | 2048 |  | 2026-12-05 | 2026-05-27 10:12 | 0 | 0 | 0 | 0 | 0 | 0 | 250 | 250 | 212 | 250 | 250 | 212 | 250 | 250 | 212 | 250 | 250 | 212 | 250 | 250 | 212 | 250 | 250 | 212 | 250 | 250 | 212 | 250 | 250 | 212 | 0 | 0 | 0 | 0 | 1000 | 848 | 1000 | 848 | 1000 | 848 | 1000 | 848 | 1000 | 848 | 1000 | 848 | 1000 | 848 | 1000 | 848
3314 | Joel Joel BESS 2 - KCI | V00209 | ACEnergy Pty Ltd | acenergy_NR | VIC1 | 500 | 331401 | Joel Joel BESS 2 | Battery Storage | Lithium-ion |  |  | Scheduled | 1 |  | 500 |  | 500 |  | Publicly Announced |  |  |  |  | 2026-07-02 10:13
1097 | Joel Joel BESS 2 - KCI |  | Hydro-Electric Corporation | HYDROTAS | TAS1 | 144 | 109701 | John Butters:1 | Hydro | Dam |  | JBUTTERS | Scheduled | 1 |  | 144 |  | 144 |  | In Service |  | 2100 |  | 2026-03-10 | 2026-03-20 15:50 | 144 | 144 | 144 | 144 | 144 | 144 | 144 | 144 | 144 | 144 | 144 | 144 | 144 | 0 | 0 | 0 | 144 | 144 | 144 | 144 | 144 | 144 | 144 | 144 | 144 | 144 | 144 | 144 | 144 | 144
1098 | Jounama |  | Snowy Hydro Ltd | SNOWY | NSW1 | 14 | 109801 | Jounama:1 | Hydro | Dam |  | JOUNAMA1 | Non-scheduled | 1 |  | 14.4 |  | 14.4 |  | In Service |  | 2070 |  | 2026-03-10 | 2026-03-24 08:41
2536 | Junction Rivers Wind And BESS | N00129 | Junction Rivers Pty Ltd | windlab_NR | NSW1 | 585 | 253602 | JRBATT1 | Battery Storage | Lithium-ion |  |  | Scheduled | 66 | 3.6 | 3.6 | 237.6 | 237.6 | 799.92 | Publicly Announced | 2032-04-30 | 2060 |  | 2026-12-05 | 2026-05-25 16:10
2536 | Junction Rivers Wind And BESS | N00129 | Junction Rivers Pty Ltd | windlab_NR | NSW1 | 585 | 253603 | JRWF1 | Wind | Onshore |  |  | Semi-scheduled | 96 | 6.2 | 6.2 | 595.2 | 595.2 |  | Publicly Announced | 2032-04-30 | 2060 |  | 2026-12-05 | 2026-05-25 16:10
1526 | Junee Solar Farm |  | Junee Operationsco Pty Ltd as trustee for Junee Operations Trust | JUNEESF | NSW1 | 30 | 152601 | Junee SF | Solar PV | Single Axis Tracking |  | JUNEESF1 | Semi-scheduled | 22 |  | 1.64 |  | 36.08 |  | In Service |  | 2050 |  | 2026-03-10 | 2025-09-23 04:47 | 30.008 | 30.008 | 30.008 | 30.008 | 30.008 | 30.008 | 30.008 | 30.008 | 30.008 | 30.008 | 30.008 | 30.008 | 30.008 | 30.008 | 30.008 | 30.008 | 30.008 | 30.008 | 30.008 | 30.008 | 30.008 | 30.008 | 30.008 | 30.008 | 30.008 | 30.008 | 30.008
2020 | Kaban Wind Farm |  | Kaban Wind Farm Trust | KABANWF | QLD1 | 152 | 202001 | KABANWF1 | Wind | Onshore |  | KABANWF1 | Semi-scheduled | 28 |  | 5.6 |  | 156.8 |  | In Service |  | 2048 |  | 2026-03-10 | 2026-03-30 15:16 | 151.984 | 151.984 | 151.984 | 151.984 | 151.984 | 151.984 | 151.984 | 151.984 | 151.984 | 151.984 | 151.984 | 151.984 | 151.984 | 151.984 | 151.984 | 151.984 | 151.984 | 151.984 | 151.984 | 151.984 | 151.984 | 151.984 | 151.984 | 151.984 | 151.984 | 151.984 | 151.984 | 151.984 | 151.984 | 151.984
2607 | Kaloya Moa Standalone BESS | Q00124 | Samsung C&amp;amp;T Renewable Energy Australia Pty Ltd | samsung_NR | QLD1 | 100 | 260701 | KMBS_GU1 | Battery Storage | Lithium-ion |  |  | Scheduled | 33 | 4.2 | 4.2 | 138.6 | 138.6 | 462 | Publicly Announced | 2030-07-31 | 2060 |  | 2026-03-10 | 2026-03-24 18:02
2917 | Kangaroo Valley BESS | N00213 | FIrm Power P/L | agl_nr | NSW1 | 400 | 291701 | KVBS_GU1 | Battery Storage | Lithium-ion |  |  | Scheduled | 210 | 1.93 | 1.93 | 405.3 | 405.3 | 1617 | Publicly Announced | 2028-08-01 | 2052 |  | 2026-03-10 | 2026-05-22 13:38
1424 | Karadoc Solar Farm |  | Iraak Sun Farm Pty Ltd | KARSF | VIC1 | 90 | 142402 | KARSF1 | Solar PV | Single Axis Tracking |  | KARSF1 | Semi-scheduled | 38 | 2.75 | 2.37 | 104.5 | 90.06 |  | In Service |  | 2048 |  | 2026-03-10 | 2026-03-27 12:27 | 90.022 | 90.022 | 90.022 | 90.022 | 90.022 | 90.022 | 90.022 | 90.022 | 90.022 | 90.022 | 90.022 | 90.022 | 90.022 | 90.022 | 90.022 | 90.022 | 90.022 | 90.022 | 90.022 | 90.022 | 90.022 | 90.022 | 90.022 | 90.022 | 90.022 | 90.022 | 90.022 | 90.022 | 90.022 | 90.022
3205 | Karangi BESS | N00276 | AE BESS 12 Pty Ltd as trustee of AE BESS 12 Unit Trust |  | NSW1 | 240 | 320501 | KAR_GU1 | Battery Storage | Lithium-ion |  |  | Scheduled | 84 |  | 3.8 |  | 319.2 |  | Publicly Announced |  |  |  | 2026-03-10 | 2026-01-19 16:43
2761 | Karara BESS - KCI | Q00166 | ACCIONA Energy | acciona_NR | QLD1 | 400 | 276101 | Karara BESS | Battery Storage | Lithium-ion |  |  | Scheduled | 1 |  | 400 |  | 400 | 1600 | Publicly Announced | 2028-06-30 | 2054 |  | 2026-03-10 | 2026-06-01 13:52
1100 | Kareeya |  | CleanCo Queensland Limited | CLEANCO | QLD1 | 86.4 | 110001 | Kareeya:1 | Hydro | Run of River |  | KAREEYA1 | Scheduled | 1 |  | 21.6 |  | 21.6 |  | In Service |  | 2057 |  | 2026-03-10 | 2026-03-27 11:08 | 21.6 | 21.6 | 21.6 | 21.6 | 21.6 | 21.6 | 21.6 | 21.6 | 21.6 | 21.6 | 21.6 | 21.6 | 21.6 | 21.6 | 21.6 | 21.6 | 21.6 | 21.6 | 21.6 | 21.6 | 21.6 | 21.6 | 21.6 | 21.6 | 21.6 | 21.6 | 21.6 | 21.6 | 21.6 | 21.6
1100 | Kareeya |  | CleanCo Queensland Limited | CLEANCO | QLD1 | 86.4 | 110002 | Kareeya:2 | Hydro | Run of River |  | KAREEYA2 | Scheduled | 1 |  | 21.6 |  | 21.6 |  | In Service |  | 2057 |  | 2026-03-10 | 2026-03-27 11:08 | 21.6 | 21.6 | 21.6 | 21.6 | 21.6 | 21.6 | 21.6 | 21.6 | 21.6 | 21.6 | 21.6 | 21.6 | 21.6 | 21.6 | 21.6 | 21.6 | 21.6 | 21.6 | 21.6 | 21.6 | 21.6 | 21.6 | 21.6 | 21.6 | 21.6 | 21.6 | 21.6 | 21.6 | 21.6 | 21.6
1100 | Kareeya |  | CleanCo Queensland Limited | CLEANCO | QLD1 | 86.4 | 110003 | Kareeya:3 | Hydro | Run of River |  | KAREEYA3 | Scheduled | 1 |  | 21.6 |  | 21.6 |  | In Service |  | 2057 |  | 2026-03-10 | 2026-03-27 11:08 | 21.6 | 21.6 | 21.6 | 21.6 | 21.6 | 21.6 | 21.6 | 21.6 | 21.6 | 21.6 | 21.6 | 21.6 | 21.6 | 21.6 | 21.6 | 21.6 | 21.6 | 21.6 | 21.6 | 21.6 | 21.6 | 21.6 | 21.6 | 21.6 | 21.6 | 21.6 | 21.6 | 21.6 | 21.6 | 21.6
1100 | Kareeya |  | CleanCo Queensland Limited | CLEANCO | QLD1 | 86.4 | 110004 | Kareeya:4 | Hydro | Run of River |  | KAREEYA4 | Scheduled | 1 |  | 21.6 |  | 21.6 |  | In Service |  | 2057 |  | 2026-03-10 | 2026-03-27 11:08 | 21.6 | 21.6 | 21.6 | 21.6 | 21.6 | 21.6 | 21.6 | 21.6 | 21.6 | 21.6 | 21.6 | 21.6 | 21.6 | 21.6 | 21.6 | 21.6 | 21.6 | 21.6 | 21.6 | 21.6 | 21.6 | 21.6 | 21.6 | 21.6 | 21.6 | 21.6 | 21.6 | 21.6 | 21.6 | 21.6
1101 | Kareeya 5 |  | CleanCo Queensland Limited | CLEANCO | QLD1 | 7 | 110101 | Kareeya 5:1 | Hydro | Dam |  | KAREEYA5 | Non-scheduled | 1 |  | 7 |  | 7 |  | In Service |  | 2057 |  | 2026-03-10 | 2026-03-27 10:57
2297 | Kariboe Wind Farm | Q00047 | Kariboe Wind Farm Pty Ltd | baywa-re_NR | QLD1 | 1000 | 229701 | KWF_GU1 | Wind | Onshore |  |  | Semi-scheduled | 170 |  | 6 |  | 1020 |  | Publicly Announced |  |  |  | 2026-03-10 | 2024-02-14 01:20
2762 | Karma Wind Farm - KCI | Q00167 | CI Karma Pty Ltd as trustee for the CI Karma Trust |  | QLD1 | 966 | 276201 | karmawf | Wind | Onshore |  |  | Semi-scheduled | 1 |  | 966 |  | 966 |  | Publicly Announced |  |  |  | 2026-03-10 | 2024-07-02 20:30
3289 | Kayuga Solar Farm and BESS |  | European Energy | europeanenergy_nr | NSW1 | 85 | 328901 | Kayuga Solar | Solar PV | Lithium-ion |  |  | Semi-scheduled | 1 |  | 85 |  | 85 |  | Publicly Announced |  |  |  |  | 2026-05-27 16:27
3289 | Kayuga Solar Farm and BESS |  | European Energy | europeanenergy_nr | NSW1 | 85 | 328902 | Kayuga BESS | Battery Storage | Lithium-ion |  |  | Scheduled | 1 |  | 50 |  | 50 | 100 | Publicly Announced |  |  |  |  | 2026-05-27 16:27
1102 | Keepit |  | GSP Energy Pty Ltd | foresightgroupau_NR | NSW1 | 7.2 | 110201 | Keepit:1 | Hydro | Dam |  | KEEPIT | Non-scheduled | 1 |  | 7.2 |  | 7.2 |  | In Service |  | 2050 |  | 2026-03-10 | 2026-04-29 18:43
1635 | Kelsey Creek Solar Farm |  | BayWa r.e. Solar Project Pty Ltd | baywa-re_NR | QLD1 | 50 | 163501 | Kelsey Creek Solar Farm:1 | Solar PV | Fixed |  |  | Semi-scheduled | 1 |  | 50 |  | 50 |  | Publicly Announced |  |  |  | 2026-03-10 | 2024-02-13 17:49
3202 | Kemps Creek BESS | N00270 | BG Admin Pty Ltd |  | NSW1 | 1000 | 320201 | KMP_GU1 | Battery Storage | Lithium-ion |  |  | Scheduled | 100 |  | 10 |  | 1000 |  | Publicly Announced |  | 2089 |  | 2026-03-10 | 2026-04-21 10:56
1465 | Kennedy Energy Park |  | Windlab/Eurus | res-group_NR | QLD1 | 60.3 | 146501 | Kennedy Energy Park - Phase 1 - Wind:12 | Wind | Onshore |  | KEPWF1 | Semi-scheduled | 12 | 3.6 | 3.6 | 43.2 | 43.2 |  | In Service |  | 2046 |  |  | 2026-05-25 18:44 | 43.2 | 43.2 | 36 | 43.2 | 43.2 | 36 | 43.2 | 43.2 | 36 | 43.2 | 43.2 | 36 | 43.2 | 43.2 | 36 | 43.2 | 43.2 | 36 | 43.2 | 43.2 | 36 | 43.2 | 43.2 | 36 | 43.2 | 43.2 | 36 | 43.2 | 43.2 | 36
1465 | Kennedy Energy Park |  | Windlab/Eurus | res-group_NR | QLD1 | 60.3 | 146502 | KEPSF1 | Solar PV | Single Axis Tracking |  | KEPSF1 | Semi-scheduled | 6 | 2.5 | 2.5 | 15 | 15 |  | In Service |  | 2046 |  | 2026-03-10 | 2026-05-25 18:44 | 15 | 14.58 | 14.28 | 15 | 14.58 | 14.28 | 15 | 14.58 | 14.28 | 15 | 14.58 | 14.28 | 15 | 14.58 | 14.28 | 15 | 14.58 | 14.28 | 15 | 14.58 | 14.28 | 15 | 14.58 | 14.28 | 15 | 14.58 | 14.28 | 15 | 14.58 | 14.28
1465 | Kennedy Energy Park |  | Windlab/Eurus | res-group_NR | QLD1 | 60.3 | 146503 | KEPBG1 | Battery Storage | Lithium-ion |  | KEPBG1 | Non-scheduled | 4 | 0.5 | 0.5 | 2 | 2 | 4 | In Service |  | 2046 |  |  | 2026-05-25 18:44
1888 | Kentbruck Green Power Hub |  | Kentbruck Wind Farm Pty Ltd atf Kentbruck Wind Farm Trust | storenergy_nr | VIC1 | 600 | 188801 | Kentbru | Wind | Onshore |  |  | Semi-scheduled | 100 | 6 | 6 | 600 | 600 |  | Publicly Announced | 2030-06-30 | 2057 |  | 2026-12-05 | 2026-04-07 09:22
1916 | Kerang Battery Plant |  | BSR EPC P/L | britishsolar_nr | VIC1 | 230 | 191602 | Kerang Battery Plant | Battery Storage | Lithium-ion |  |  | Scheduled | 204 | 1.57 | 1.2 | 320.28 | 244.8 | 979.2 | Publicly Announced | 2030-01-10 | 2051 |  | 2026-12-05 | 2026-05-28 14:39
2461 | Kerang BESS | V00135 | Kerang Bess Pty Ltd | banpu_nr | VIC1 | 103 | 246101 | KBB_1 | Battery Storage | Lithium-ion |  |  | Scheduled | 56 | 1.84 | 1.84 | 103.04 | 103.04 | 206.08 | Publicly Announced | 2028-03-31 | 2067 |  | 2026-12-05 | 2026-06-01 10:20
1980 | Kerang Hybrid | V00134 | Tag Energy Australia Pty Ltd | tagenergy_nr | VIC1 | 171 | 198002 | KE_SF | Solar PV | Single Axis Tracking |  |  | Semi-scheduled | 35 | 4.4 | 3.32 | 154 | 116.2 |  | Publicly Announced | 2028-07-01 | 2059 |  | 2026-12-05 | 2026-05-19 13:53
1980 | Kerang Hybrid | V00134 | Tag Energy Australia Pty Ltd | tagenergy_nr | VIC1 | 171 | 198003 | KE_BE | Battery Storage | Lithium-ion |  |  | Scheduled | 28 | 2.4 | 1.93 | 67.2 | 54.04 | 99.96 | Anticipated | 2028-07-01 | 2058 |  | 2026-12-05 | 2026-05-19 13:53 | 0 | 0 | 0 | 0 | 0 | 0 | 54 | 54 | 54 | 54 | 54 | 54 | 54 | 54 | 54 | 54 | 54 | 54 | 54 | 54 | 54 | 54 | 54 | 54 | 54 | 54 | 54 | 54 | 54 | 54 | 0 | 0 | 0 | 0 | 100 | 100 | 100 | 100 | 100 | 100 | 100 | 100 | 100 | 100 | 100 | 100 | 100 | 100 | 100 | 100
3091 | Kerang Solar Plant |  | Kerang Solar Plant Pty Ltd | britishsolar_nr | VIC1 | 30 | 309101 | KSSF_GU1 | Solar PV | Fixed |  | KERNGSP1 | Semi-scheduled | 9 | 5.04 | 4.2 | 45.36 | 37.8 |  | In Service |  | 2050 |  | 2026-03-10 | 2026-03-18 17:46 | 29.997 | 29.997 | 29.997 | 29.997 | 29.997 | 29.997 | 29.997 | 29.997 | 29.997 | 29.997 | 29.997 | 29.997 | 29.997 | 29.997 | 29.997 | 29.997 | 29.997 | 29.997 | 29.997 | 29.997 | 29.997 | 29.997 | 29.997 | 29.997 | 29.997 | 29.997 | 29.997 | 29.997 | 29.997 | 29.997
2929 | Kerrawary Power Station | N00201 | Origin Energy | originenergy_NR | NSW1 | 770 | 292901 | KWPS_GU1 | Gas Turbine | OCGT | Natural Gas |  | Scheduled | 1 |  | 385 |  | 385 |  | Publicly Announced | 2032-12-31 | 2072 |  | 2026-03-10 | 2026-05-22 15:17
2929 | Kerrawary Power Station | N00201 | Origin Energy | originenergy_NR | NSW1 | 770 | 292902 | KWPS_GU2 | Gas Turbine | OCGT | Natural Gas |  | Scheduled | 1 |  | 385 |  | 385 |  | Publicly Announced | 2029-12-31 | 2072 |  | 2026-03-10 | 2026-05-22 15:17
2188 | Kerrs Creek Wind Farm | N00049 | KERRS CREEK WF PROJECT CO PTY LTD | res-group_NR | NSW1 | 396 | 218801 | KCWF_G1 | Wind | Onshore |  |  | Semi-scheduled | 55 | 7.2 | 7.2 | 396 | 396 |  | Anticipated | 2030-10-01 | 2060 |  | 2026-03-10 | 2026-05-25 17:30 | 0 | 0 | 0 | 0 | 0 | 0 | 0 | 0 | 0 | 0 | 0 | 0 | 396 | 396 | 396 | 396 | 396 | 396 | 396 | 396 | 396 | 396 | 396 | 396 | 396 | 396 | 396 | 396 | 396 | 396
2890 | Kiamal BESS | V00174 | TotalEnergies Renewables Australia | totalenergies_nr | VIC1 | 220 | 289001 | KIAMBESS | Battery Storage | Lithium-ion |  |  | Scheduled | 64 | 3.51 | 3.44 | 224.64 | 220.16 | 880 | Publicly Announced | 2028-08-31 | 2057 |  | 2026-12-05 | 2026-05-21 14:40
1602 | Kiamal Solar Farm - Stage 1 |  | KSF Project Nominees Pty Ltd ATF KSF Project Trust | totalenergies_nr | VIC1 | 200 | 160202 | KIAMSF1 | Solar PV | Single Axis Tracking |  | KIAMSF1 | Semi-scheduled | 150 | 1.36 | 1.33 | 204 | 199.5 |  | In Service |  | 2049 |  | 2026-12-05 | 2026-05-21 14:39 | 199.95 | 198 | 189 | 199.95 | 198 | 189 | 199.95 | 198 | 189 | 199.95 | 198 | 189 | 199.95 | 198 | 189 | 199.95 | 198 | 189 | 199.95 | 198 | 189 | 199.95 | 198 | 189 | 199.95 | 198 | 189 | 199.95 | 198 | 189
3149 | Kiar BESS |  | Bid Energy Partners Pty Ltd | bid_nr | NSW1 | 1000 | 314902 | Kiar Energy Storage System | Battery Storage | Lithium-ion |  |  | Scheduled | 1022 | 1 | 0.98 | 1022 | 1001.56 | 4088 | Publicly Announced | 2028-12-01 | 2050 |  | 2026-12-05 | 2026-05-20 07:32
1382 | Kiata Wind Farm |  | Kiata ProjectCo Pty Ltd atf Kiata Project Trust | KIATAPRJ | VIC1 | 31 | 138201 | Kiata Wind Farm:1-9 | Wind | Onshore |  | KiataWF1 | Semi-scheduled | 9 | 3.45 | 3.45 | 31.05 | 31.05 |  | In Service |  | 2042 |  | 2026-03-10 | 2026-03-29 20:10 | 31.05 | 29.7 | 27 | 31.05 | 29.7 | 27 | 31.05 | 29.7 | 27 | 31.05 | 29.7 | 27 | 31.05 | 29.7 | 27 | 31.05 | 29.7 | 27 | 31.05 | 29.7 | 27 | 31.05 | 29.7 | 27 | 31.05 | 29.7 | 27 | 31.05 | 29.7 | 27
3156 | Kidston BESS |  | Genex Power Ltd | genexpower_NR | QLD1 | 200 | 315601 | Kidston BESS | Battery Storage | Lithium-ion |  |  | Scheduled | 1 | 200 | 200 | 200 | 200 | 600 | Publicly Announced | 2030-12-31 | 2050 |  | 2026-03-10 | 2026-03-24 15:31
1352 | Kidston Pumped Storage Hydro Project 250MW |  | Genex Power Ltd | EASTENGY | QLD1 | 250 | 135202 | Kidston PH Gen1 | Hydro | Pumped Hydro |  | KIDSPHG1 | Scheduled | 1 |  | 125 |  | 125 | 900 | Committed | 2027-07-01 | 2065 |  | 2026-12-05 | 2026-05-11 15:26 | 0 | 0 | 0 | 125 | 125 | 125 | 125 | 125 | 125 | 125 | 125 | 125 | 125 | 125 | 125 | 125 | 125 | 125 | 125 | 125 | 125 | 125 | 125 | 125 | 125 | 125 | 125 | 125 | 125 | 125 | 0 | 0 | 900 | 900 | 900 | 900 | 900 | 900 | 900 | 900 | 900 | 900 | 900 | 900 | 900 | 900 | 900 | 900 | 900 | 900
1352 | Kidston Pumped Storage Hydro Project 250MW |  | Genex Power Ltd | EASTENGY | QLD1 | 250 | 135203 | Kidston PH Gen2 | Hydro | Pumped Hydro |  |  | Scheduled | 1 |  | 125 |  | 125 | 900 | Committed | 2027-07-01 | 2065 |  | 2026-12-05 | 2026-05-11 15:26 | 0 | 0 | 0 | 125 | 125 | 125 | 125 | 125 | 125 | 125 | 125 | 125 | 125 | 125 | 125 | 125 | 125 | 125 | 125 | 125 | 125 | 125 | 125 | 125 | 125 | 125 | 125 | 125 | 125 | 125 | 0 | 0 | 900 | 900 | 900 | 900 | 900 | 900 | 900 | 900 | 900 | 900 | 900 | 900 | 900 | 900 | 900 | 900 | 900 | 900
1378 | Kidston Solar Project Phase One |  | Genex Power Limited | genexpower_NR | QLD1 | 50 | 137801 | Kidston Solar Project Phase One 50MW:1 UNIT | Solar PV | Fixed |  | KSP1 | Semi-scheduled | 20 | 3 | 2.5 | 60 | 50 |  | In Service |  | 2037 |  | 2026-03-10 | 2026-03-20 18:52 | 47.7 | 48.5 | 47.7 | 47.7 | 47.7 | 47.7 | 47.7 | 47.7 | 47.7 | 47.7 | 47.7 | 47.7 | 47.7 | 47.7 | 47.7 | 47.7 | 47.7 | 47.7 | 47.7 | 47.7 | 47.7 | 47.7 | 47.7 | 47.7 | 47.7 | 47.7 | 47.7 | 47.7 | 47.7 | 47.7
1406 | Kidston Solar Project Phase Two |  | Genex Power Limited | genexpower_NR | QLD1 | 270 | 140601 | Kidston Solar Project Phase Two | Solar PV | Fixed |  |  | Semi-scheduled | 1 | 270 | 270 | 270 | 270 |  | Publicly Announced | 2035-01-01 | 2050 |  | 2026-03-10 | 2026-03-31 10:13
2659 | KIEWA VALLEY BESS | V00144 | KIEWA VALLEY BESS NOMINEES PTY LTD on behalf of KIEWA VALLEY BESS Trust | trinasolar_nr | VIC1 | 500 | 265901 | DTBS_GU1 | Battery Storage | Lithium-ion |  |  | Scheduled | 192 |  | 4.4 |  | 844.8 |  | Publicly Announced | 2028-06-01 | 2048 |  | 2026-03-10 | 2026-04-13 13:45
2946 | Kincraig BESS | S00089 | TagEnergy Australia Pty Ltd | tagenergy_nr | SA1 | 150 | 294601 | KIN_BESS | Battery Storage | Lithium-ion |  |  | Scheduled | 52 | 4.5 | 3.6 | 234 | 187.2 | 600.08 | Publicly Announced | 2028-12-31 | 2058 |  | 2026-03-10 | 2026-05-19 13:55
1528 | Kingaroy Solar Farm |  | Kingaroy PropertyCo Pty Ltd as trustee for Kingaroy Property Trust | quintasenergy_NR | QLD1 | 40 | 152802 | Kingaroy Solar Farm:Units 1-9 | Solar PV | Single Axis Tracking |  | KINGASF1 | Semi-scheduled | 9 |  | 4.44 |  | 39.96 |  | In Service |  | 2050 |  | 2026-03-10 | 2026-05-28 14:05 | 39.996 | 39.996 | 39.996 | 39.996 | 39.996 | 39.996 | 39.996 | 39.996 | 39.996 | 39.996 | 39.996 | 39.996 | 39.996 | 39.996 | 39.996 | 39.996 | 39.996 | 39.996 | 39.996 | 39.996 | 39.996 | 39.996 | 39.996 | 39.996 | 39.996 | 39.996 | 39.996 | 39.996 | 39.996 | 39.996
2051 | Kingfisher Solar Storage - Storage |  | Lyon Solar |  | SA1 | 100 | 205101 | Kingfish | Battery Storage | Lithium-ion |  |  | Scheduled | 1 |  | 100 |  | 100 |  | Publicly Announced |  |  |  | 2026-03-10 | 2022-09-21 01:10
2637 | Kings Plain Wind Farm | N00145 | Enerfin Energy Services Pty Ltd. |  | NSW1 | 400 | 263701 | KPWF_GU1 | Wind | Onshore |  |  | Semi-scheduled | 89 |  | 4.49 |  | 399.61 |  | Publicly Announced |  |  |  | 2026-03-10 | 2024-01-12 20:38
2585 | Kingswood BESS | N00134 | Iberdrola Australia Development Pty Ltd. | iberdrola_NR | NSW1 | 250 | 258501 | KWBS_GU1 | Battery Storage | Lithium-ion |  |  | Scheduled | 1 | 250 | 250 | 250 | 250 | 500 | Publicly Announced | 2027-12-01 | 2060 |  | 2026-12-05 | 2026-05-19 15:46
1446 | Koberinga Solar Farm |  | ESCO Pacific | ox2_NR | QLD1 | 100 | 144601 | Koberinga Solar Farm:Solar Panels | Solar PV | Fixed |  |  | Semi-scheduled | 1 |  | 55 |  | 55 |  | Publicly Announced |  |  |  | 2026-03-10 | 2023-10-02 22:22
1104 | Kogan Creek |  | Kogan Creek Power Station Pty Ltd | CSENERGY | QLD1 | 781 | 110401 | Kogan Creek:1 | Coal | Black Coal |  | KPP_1 | Scheduled | 1 |  | 744 |  | 744 |  | In Service |  | 2042 |  | 2026-03-10 | 2026-05-06 15:01 | 760 | 730 | 715 | 760 | 730 | 715 | 760 | 730 | 715 | 760 | 730 | 715 | 760 | 730 | 715 | 760 | 730 | 715 | 760 | 730 | 715 | 760 | 730 | 715 | 760 | 730 | 715 | 760 | 730 | 715
2599 | Koolunga Battery Energy Storage System | S00034 | Equis Energy (Australia) Projects (Ngumi 6) Pty Ltd as trustee for the Equis Energy (Australia) Ngumi 6 Asset Trust | equis_NR | SA1 | 200 | 259901 | KBS1 | Battery Storage | Lithium-ion |  |  | Scheduled | 220 | 0.62 | 0.98 | 136.4 | 215.6 | 800.8 | Publicly Announced | 2028-01-01 | 2050 |  | 2026-12-05 | 2026-05-12 13:05
2993 | Koorakee Wind Farm | N00225 | Squadron Energy Services Pty Ltd | squadronenergy_NR | NSW1 | 300 | 299301 | Koorakee | Wind | Onshore |  |  | Semi-scheduled | 50 | 6 | 6 | 300 | 300 |  | Publicly Announced | 2030-07-01 | 2069 |  | 2026-03-10 | 2026-03-27 16:00
3072 | Koorangie BESS Stage 2 | V00179 | Edify Energy Pty Ltd | edifyenergy_NR | VIC1 | 150 | 307201 | KRBS_GU1 | Battery Storage | Lithium-ion |  |  | Scheduled | 1 |  | 150 |  | 150 |  | Publicly Announced |  |  |  | 2026-03-10 | 2025-12-16 17:41
2173 | Koorangie Energy Storage System | V00079 | Shell Energy | SHELLNEW | VIC1 | 185 | 217301 | Koorangi | Battery Storage | Lithium-ion |  | KESSB1 | Scheduled | 100 | 1.93 | 1.93 | 193 | 193 | 385 | In Service |  | 2055 |  | 2026-03-10 | 2026-03-30 11:35 | 185 | 185 | 185 | 185 | 185 | 185 | 185 | 185 | 185 | 185 | 185 | 185 | 185 | 185 | 185 | 185 | 185 | 185 | 185 | 185 | 185 | 185 | 185 | 185 | 185 | 185 | 185 | 185 | 185 | 185 | 370 | 370 | 370 | 370 | 370 | 370 | 370 | 370 | 370 | 370 | 370 | 370 | 370 | 370 | 370 | 370 | 370 | 370 | 370 | 370
2739 | Koyuga Nanneella Wind Farm | V00149 | FERA Australia Pty Ltd | feraaustralia_nr | VIC1 | 230 | 273901 | KNWF_GU1 | Wind | Onshore |  |  | Semi-scheduled | 30 |  | 7.8 |  | 234 |  | Publicly Announced | 2032-01-01 | 2061 |  | 2026-03-10 | 2026-05-22 16:30
2415 | Kurri Kurri Battery |  | CEP Energy |  | NSW1 | 1200 | 241501 | KKBS_GU1 | Battery Storage | Lithium-ion |  |  | Scheduled | 1 |  | 1200 |  | 1200 |  | Publicly Announced |  |  |  | 2026-03-10 | 2023-03-02 00:05
1871 | Kurri Kurri Power Station |  | Snowy Hydro Limited | SNOWY | NSW1 | 660 | 187101 | HUNTER1 | Gas Turbine | OCGT | Natural Gas | HUNTER1 | Scheduled | 1 |  | 375 |  | 375 |  | In Commissioning | 2026-09-01 | 2064 |  | 2026-03-10 | 2026-06-11 11:40 | 330 | 330 | 330 | 330 | 330 | 330 | 330 | 330 | 330 | 330 | 330 | 330 | 330 | 330 | 330 | 330 | 330 | 330 | 330 | 330 | 330 | 330 | 330 | 330 | 330 | 330 | 330 | 330 | 330 | 330
1871 | Kurri Kurri Power Station |  | Snowy Hydro Limited | SNOWY | NSW1 | 660 | 187102 | HUNTER2 | Gas Turbine | OCGT | Natural Gas | HUNTER2 | Scheduled | 1 |  | 375 |  | 375 |  | In Commissioning | 2026-09-01 | 2064 |  | 2026-03-10 | 2026-06-11 11:40 | 330 | 330 | 330 | 330 | 330 | 330 | 330 | 330 | 330 | 330 | 330 | 330 | 330 | 330 | 330 | 330 | 330 | 330 | 330 | 330 | 330 | 330 | 330 | 330 | 330 | 330 | 330 | 330 | 330 | 330
1107 | Ladbroke Grove |  | Origin Energy Power Limited | BORAL | SA1 | 80 | 110701 | Ladbroke Grove:1 | Gas Turbine | OCGT | Natural Gas | LADBROK1 | Scheduled | 1 |  | 40 |  | 40 |  | In Service |  | 2040 |  | 2026-03-10 | 2026-03-30 10:51 | 40 | 37 | 35 | 40 | 37 | 35 | 40 | 37 | 35 | 40 | 37 | 35 | 40 | 37 | 35 | 40 | 37 | 35 | 40 | 37 | 35 | 40 | 37 | 35 | 40 | 37 | 35 | 40 | 37 | 35
1107 | Ladbroke Grove |  | Origin Energy Power Limited | BORAL | SA1 | 80 | 110702 | Ladbroke Grove:2 | Gas Turbine | OCGT | Natural Gas | LADBROK2 | Scheduled | 1 |  | 40 |  | 40 |  | In Service |  | 2040 |  | 2026-03-10 | 2026-03-30 10:51 | 40 | 37 | 35 | 40 | 37 | 35 | 40 | 37 | 35 | 40 | 37 | 35 | 40 | 37 | 35 | 40 | 37 | 35 | 40 | 37 | 35 | 40 | 37 | 35 | 40 | 37 | 35 | 40 | 37 | 35
1108 | Lake Bonney 1 Wind Farm |  | Lake Bonney Wind Power Pty Ltd | LKBWIND | SA1 | 80.5 | 110801 | Lake Bonney 1 Wind Farm:Turbines 1-46 | Wind | Onshore |  | LKBONNY1 | Significant Non-scheduled | 46 | 1.75 | 1.75 | 80.5 | 80.5 |  | In Service |  | 2035 |  | 2026-12-05 | 2026-05-19 15:40 | 80.5 | 80.5 | 80.5 | 80.5 | 80.5 | 80.5 | 80.5 | 80.5 | 80.5 | 80.5 | 80.5 | 80.5 | 80.5 | 80.5 | 80.5 | 80.5 | 80.5 | 80.5 | 80.5 | 80.5 | 80.5 | 80.5 | 80.5 | 80.5 | 80.5 | 80.5 | 80.5 | 80.5 | 80.5 | 80.5
1109 | Lake Bonney 2 Wind Farm |  | Lake Bonney Wind Power Pty Ltd | LKBWIND | SA1 | 159 | 110901 | Lake Bonney 2 Wind Farm:Turbines 1-53 | Wind | Onshore |  | LKBONNY2 | Semi-scheduled | 53 | 3 | 3 | 159 | 159 |  | In Service |  | 2038 |  | 2026-03-10 | 2026-06-17 15:28 | 159 | 159 | 159 | 159 | 159 | 159 | 159 | 159 | 159 | 159 | 159 | 159 | 159 | 159 | 159 | 159 | 159 | 159 | 159 | 159 | 159 | 159 | 159 | 159 | 159 | 159 | 159 | 159 | 159 | 159
1110 | Lake Bonney 3 Wind Farm |  | Lake Bonney Wind Power Pty Ltd | LKBWIND | SA1 | 39 | 111001 | Lake Bonney 3 Wind Farm:Turbines 1-13 | Wind | Onshore |  | LKBONNY3 | Semi-scheduled | 13 | 3 | 3 | 39 | 39 |  | In Service |  | 2040 |  | 2026-03-10 | 2026-06-17 15:31 | 39 | 39 | 39 | 39 | 39 | 39 | 39 | 39 | 39 | 39 | 39 | 39 | 39 | 39 | 39 | 39 | 39 | 39 | 39 | 39 | 39 | 39 | 39 | 39 | 39 | 39 | 39 | 39 | 39 | 39
1568 | Lake Bonney Battery Energy Storage |  | Lake Bonney BESS Pty Limited | LKBWFBES | SA1 | 25 | 156801 | LBB1 | Battery Storage | Lithium-ion |  | LBB1 | Scheduled | 48 | 0.6 | 0.6 | 28.8 | 28.8 | 51.84 | In Service |  | 2034 |  | 2026-03-10 | 2026-06-17 15:41 | 25 | 25 | 25 | 25 | 25 | 25 | 25 | 25 | 25 | 25 | 25 | 25 | 25 | 25 | 25 | 25 | 25 | 25 | 25 | 25 | 25 | 25 | 25 | 25 | 25 | 25 | 25 | 25 | 25 | 25 | 43 | 43 | 43 | 43 | 43 | 43 | 43 | 43 | 43 | 43 | 43 | 43 | 43 | 43 | 43 | 43 | 43 | 43 | 43 | 43
1111 | Lake Echo |  | Hydro-Electric Corporation | HYDROTAS | TAS1 | 34 | 111101 | Lake Echo:1 | Hydro | Dam |  | LK_ECHO | Scheduled | 1 |  | 32.4 |  | 32.4 |  | In Service |  | 2100 |  | 2026-03-10 | 2026-03-20 15:58 | 0 | 30 | 30 | 30 | 30 | 30 | 30 | 30 | 30 | 30 | 30 | 30 | 30 | 30 | 30 | 30 | 30 | 30 | 30 | 30 | 30 | 30 | 30 | 30 | 30 | 30 | 30 | 30 | 30 | 30
2033 | Lake Lyell Pumped Hydro | N00092 | EnergyAustralia NSW Pty Ltd | EASTENGY | NSW1 | 430 | 203302 | Lake Lyell PH Gen1 | Hydro | Pumped Hydro |  |  | Scheduled | 1 |  | 215.5 |  | 215.5 | 1540 | Publicly Announced | 2032-09-20 | 2131 |  | 2026-12-05 | 2026-05-14 10:34
2033 | Lake Lyell Pumped Hydro | N00092 | EnergyAustralia NSW Pty Ltd | EASTENGY | NSW1 | 430 | 203303 | Lake Lyell PH Gen2 | Hydro | Pumped Hydro |  |  | Scheduled | 1 |  | 215.5 |  | 215.5 | 1540 | Publicly Announced | 2032-09-20 | 2131 |  | 2026-12-05 | 2026-05-14 10:34
3270 | Lake Road Battery Tuggerah - KCI | N00296 | Lake Road Battery Pty Ltd |  | NSW1 | 250 | 327001 | Lake Road Battery Tuggerah | Battery Storage | Lithium-ion |  |  | Scheduled | 1 |  | 250 |  | 250 |  | Publicly Announced |  |  |  | 2026-03-10
2764 | Lake Victoria Energy Park - KCI | N00175 | Lake Victoria Wind Farm Pty Ltd atf Lake Victoria Wind Farm unit trust |  | NSW1 | 1200 | 276401 | LVBESS | Battery Storage | Lithium-ion |  |  | Scheduled | 1 |  | 300 |  | 300 |  | Publicly Announced |  |  |  | 2026-03-10 | 2024-07-02 21:09
2764 | Lake Victoria Energy Park - KCI | N00175 | Lake Victoria Wind Farm Pty Ltd atf Lake Victoria Wind Farm unit trust |  | NSW1 | 1200 | 276402 | LVWind | Wind | Onshore |  |  | Semi-scheduled | 145 |  | 7.5 |  | 1087.5 |  | Publicly Announced |  |  |  | 2026-03-10 | 2024-07-02 21:09
1626 | Lakeland Wind Farm |  | Lakeland Wind Farm Pty Ltd | windlab_NR | QLD1 | 72 | 162601 | Lakeland Wind Farm:1 | Wind | Onshore |  |  | Semi-scheduled | 17 | 4.3 | 4.3 | 73.1 | 73.1 |  | Publicly Announced | 2030-01-01 | 2060 |  | 2026-12-05 | 2026-05-25 16:09
2205 | Lambruk Solar Project | N00165 | Venn Energy Pty Ltd / Acacia Solar Project Pty Ltd. | vennenergy_nr | NSW1 | 300 | 220501 | ASF_G1 | Solar PV | Single Axis Tracking |  |  | Semi-scheduled | 82 | 4.5 | 4.4 | 369 | 360.8 |  | Publicly Announced | 2029-11-30 | 2059 |  | 2026-12-05 | 2026-05-07 10:04
2684 | Lancaster Solar Farm |  | Lancaster Solar Farm Pty Ltd as trustee for the Lancaster Solar Farm Trust | europeanenergy_nr | VIC1 | 80 | 268401 | Lancaster Solar Farm | Solar PV | Single Axis Tracking |  | LANCSF1 | Semi-scheduled | 58 | 1.9 | 1.64 | 110.2 | 95.12 |  | In Commissioning | 2026-09-30 | 2056 |  | 2026-12-05 | 2026-05-06 12:58 | 64 | 80.04 | 80.04 | 80.04 | 80.04 | 80.04 | 80.04 | 80.04 | 80.04 | 80.04 | 80.04 | 80.04 | 80.04 | 80.04 | 80.04 | 80.04 | 80.04 | 80.04 | 80.04 | 80.04 | 80.04 | 80.04 | 80.04 | 80.04 | 80.04 | 80.04 | 80.04 | 80.04 | 80.04 | 80.04
2683 | Lansdown Solar North | Q00130 | Private Energy Partners | pep_nr | QLD1 | 650 | 268301 | WRBS_GU1 | Battery Storage | Lithium-ion |  |  | Scheduled | 1 |  | 250 |  | 250 | 2000 | Publicly Announced | 2030-03-29 | 2055 |  | 2026-03-10 | 2026-03-18 15:51
2683 | Lansdown Solar North | Q00130 | Private Energy Partners | pep_nr | QLD1 | 650 | 268302 | WRSF_GU1 | Solar PV | Single Axis Tracking |  |  | Semi-scheduled | 1 |  | 400 |  | 400 |  | Publicly Announced | 2030-03-29 | 2055 |  | 2026-03-10 | 2026-03-18 15:51
1932 | LaTrobe Valley BESS | V00040 | Tilt Renewables Australia Pty Ltd | SNOWTOWN | VIC1 | 200 | 193202 | LaTroBES | Battery Storage | Lithium-ion |  | LVES1 | Scheduled | 110 |  | 0.89 |  | 97.9 | 195.8 | In Service |  | 2045 |  | 2026-12-05 | 2026-06-11 11:05 | 100 | 100 | 100 | 100 | 100 | 100 | 98 | 98 | 98 | 98 | 98 | 98 | 96 | 96 | 96 | 96 | 96 | 96 | 96 | 96 | 96 | 94 | 94 | 94 | 92 | 92 | 92 | 92 | 92 | 92 | 200 | 200 | 200 | 200 | 196 | 196 | 196 | 196 | 192 | 192 | 192 | 192 | 192 | 192 | 188 | 188 | 184 | 184 | 184 | 184
1115 | Laverton North |  | Snowy Hydro Ltd | SNOWY | VIC1 | 344 | 111501 | Laverton North:1 | Gas Turbine | OCGT | Natural Gas | LNGS1 | Scheduled | 1 |  | 156 |  | 156 |  | In Service |  | 2070 |  | 2026-03-10 | 2026-03-29 13:31 | 172 | 172 | 172 | 172 | 172 | 172 | 172 | 172 | 172 | 172 | 172 | 172 | 172 | 172 | 172 | 172 | 172 | 172 | 172 | 172 | 172 | 172 | 172 | 172 | 172 | 172 | 172 | 172 | 172 | 172
1115 | Laverton North |  | Snowy Hydro Ltd | SNOWY | VIC1 | 344 | 111502 | Laverton North:2 | Gas Turbine | OCGT | Natural Gas | LNGS2 | Scheduled | 1 |  | 156 |  | 156 |  | In Service |  | 2070 |  | 2026-03-10 | 2026-03-29 13:31 | 172 | 172 | 172 | 172 | 172 | 172 | 172 | 172 | 172 | 172 | 172 | 172 | 172 | 172 | 172 | 172 | 172 | 172 | 172 | 172 | 172 | 172 | 172 | 172 | 172 | 172 | 172 | 172 | 172 | 172
2624 | Learmonth BESS | V00139 | The Trustee for Learmonth BESS Holdings Unit Trust | torchlightenergy_nr | VIC1 | 268 | 262401 | LMBS_GU1 | Battery Storage | Lithium-ion |  |  | Scheduled | 1 |  | 268 |  | 268 | 1072 | Publicly Announced |  |  |  | 2026-12-05 | 2026-05-27 17:30
1116 | Lemonthyme / Wilmot |  | Hydro-Electric Corporation | HYDROTAS | TAS1 | 87 | 111601 | Lemonthyme / Wilmot:Lemonthyme | Hydro | Dam |  | LEM_WIL | Scheduled | 1 |  | 51 |  | 51 |  | In Service |  | 2100 |  | 2026-03-10 | 2026-03-23 10:34 | 0 | 55 | 55 | 55 | 55 | 55 | 55 | 55 | 55 | 55 | 0 | 0 | 55 | 0 | 0 | 55 | 55 | 55 | 55 | 0 | 0 | 55 | 55 | 55 | 55 | 55 | 55 | 55 | 55 | 55
1116 | Lemonthyme / Wilmot |  | Hydro-Electric Corporation | HYDROTAS | TAS1 | 87 | 111602 | Lemonthyme / Wilmot:Wilmot | Hydro | Dam |  | LEM_WIL | Scheduled | 1 |  | 30.6 |  | 30.6 |  | In Service |  | 2100 |  | 2026-03-10 | 2026-03-23 10:34 | 33 | 33 | 33 | 33 | 0 | 0 | 33 | 33 | 33 | 33 | 33 | 33 | 33 | 33 | 33 | 33 | 0 | 0 | 33 | 33 | 33 | 33 | 0 | 0 | 33 | 33 | 33 | 33 | 33 | 33
1117 | Leonards Hill |  | Hepburn Community Wind Park Co-operative Limited | hepburnwind_NR | VIC1 | 4.1 | 111701 | Leonards Hill:WT1 Gale | Wind | Onshore |  | HEPWIND1 | Non-scheduled | 1 |  | 2.05 |  | 2.05 |  | In Service |  | 2050 |  | 2026-03-10 | 2024-10-21 19:09
1117 | Leonards Hill |  | Hepburn Community Wind Park Co-operative Limited | hepburnwind_NR | VIC1 | 4.1 | 111702 | Leonards Hill:WT2 Gusto | Wind | Onshore |  | HEPWIND1 | Non-scheduled | 1 |  | 2.05 |  | 2.05 |  | In Service |  | 2050 |  | 2026-03-10 | 2024-10-21 19:09
2931 | Lerida Solar Farm and BESS | N00203 | Elgin Energy Pty Ltd | glas-service_nr | NSW1 | 250 | 293101 | LRD_SF | Solar PV | Single Axis Tracking |  |  | Semi-scheduled | 1 |  | 250 |  | 250 |  | Publicly Announced | 2031-02-14 | 2070 |  | 2026-03-10 | 2026-05-20 09:27
2931 | Lerida Solar Farm and BESS | N00203 | Elgin Energy Pty Ltd | glas-service_nr | NSW1 | 250 | 293102 | LRD_BESS | Battery Storage | Lithium-ion |  |  | Scheduled | 1 |  | 250 |  | 250 | 1000 | Publicly Announced | 2031-02-14 | 2070 |  | 2026-03-10 | 2026-05-20 09:27
2171 | Liddell BESS |  | MACQGEN | MACQGEN | NSW1 | 500 | 217101 | LDBESS1 | Battery Storage | Lithium-ion |  | LDBESS1 | Scheduled | 1 | 500 | 500 | 500 | 500 | 1000 | In Commissioning | 2026-06-01 | 2046 |  | 2026-03-10 | 2026-03-24 09:38 | 500 | 500 | 500 | 500 | 500 | 500 | 500 | 500 | 500 | 500 | 500 | 500 | 500 | 500 | 500 | 500 | 500 | 500 | 500 | 500 | 500 | 500 | 500 | 500 | 500 | 500 | 500 | 500 | 500 | 500 | 1000 | 1000 | 1000 | 1000 | 1000 | 1000 | 1000 | 1000 | 1000 | 1000 | 1000 | 1000 | 1000 | 1000 | 1000 | 1000 | 1000 | 1000 | 1000 | 1000
2703 | Lilyvale BESS - KCI | Q00152 | ACEN Australia | acenaustralia_NR | QLD1 | 440 | 270301 | lilyvale | Battery Storage | Lithium-ion |  |  | Scheduled | 1 | 440 | 440 | 440 | 440 | 1760 | Publicly Announced | 2028-12-01 | 2080 |  | 2026-12-05 | 2026-05-13 13:51
1384 | Lilyvale Solar Farm |  | Lilyvale Asset Co Pty Ltd ATF Lilyvale Asset Trust | EEQLILY | QLD1 | 100 | 138401 | Lilyvale Solar Farm:1-69 | Solar PV | Single Axis Tracking |  | LILYSF1 | Semi-scheduled | 74 | 1.6 | 1.6 | 118.4 | 118.4 |  | In Service |  | 2048 |  | 2026-03-10 | 2026-03-20 18:02 | 99.974 | 98.79 | 97.532 | 99.974 | 98.79 | 97.532 | 99.974 | 98.79 | 97.532 | 99.974 | 98.79 | 97.532 | 99.974 | 98.79 | 97.532 | 99.974 | 98.79 | 97.532 | 99.974 | 98.79 | 97.532 | 99.974 | 98.79 | 97.532 | 99.974 | 98.79 | 97.532 | 99.974 | 98.79 | 97.532
3097 | Limestone Creek BESS |  | Intera | intera_nr | SA1 | 250 | 309701 | LCBS_GU1 | Battery Storage | Lithium-ion |  |  | Scheduled | 1 |  | 250 |  | 250 | 750 | Publicly Announced |  |  |  | 2025-09-01 | 2025-11-14 12:21
2223 | Limondale BESS | N00094 | LIMONDALE BATTERY PTY. LTD | rwe_NR | NSW1 | 50 | 222301 | LIMBESS1 | Battery Storage | Lithium-ion |  | LIMBESS1 | Scheduled | 1 |  | 50 |  | 50 | 400 | In Service |  | 2046 |  | 2026-12-05 | 2026-05-15 10:16 | 50 | 50 | 50 | 50 | 50 | 50 | 50 | 50 | 50 | 50 | 50 | 50 | 50 | 50 | 50 | 50 | 50 | 50 | 50 | 50 | 50 | 50 | 50 | 50 | 50 | 50 | 50 | 50 | 50 | 50 | 400 | 400 | 400 | 400 | 400 | 400 | 400 | 400 | 400 | 400 | 400 | 400 | 400 | 400 | 400 | 400 | 400 | 400 | 400 | 400
1453 | Limondale Solar Farm 1 |  | Limondale Sun Farm Pty Ltd | rwe_NR | NSW1 | 306 | 145302 | LIMOSF11 | Solar PV | Single Axis Tracking |  | LIMOSF11 | Semi-scheduled | 100 |  | 2.3 |  | 230 |  | In Service |  | 2050 |  | 2026-03-10 | 2026-03-20 14:10 | 220 | 220 | 207.1 | 220 | 220 | 207.1 | 220 | 220 | 207.1 | 220 | 220 | 207.1 | 220 | 220 | 207.1 | 220 | 220 | 207.1 | 220 | 220 | 207.1 | 220 | 220 | 207.1 | 220 | 220 | 207.1 | 220 | 220 | 207.1
1675 | Limondale Solar Farm 2 |  | Limondale Sun Farm Pty Ltd | rwe_NR | NSW1 | 42.8 | 167502 | LIMOSF21 | Solar PV | Single Axis Tracking |  | LIMOSF21 | Semi-scheduled | 14 |  | 2.07 |  | 28.98 |  | In Service |  | 2050 |  | 2026-03-10 | 2026-03-20 14:20 | 28.994 | 28.994 | 28.994 | 28.994 | 28.994 | 28.994 | 28.994 | 28.994 | 28.994 | 28.994 | 28.994 | 28.994 | 28.994 | 28.994 | 28.994 | 28.994 | 28.994 | 28.994 | 28.994 | 28.994 | 28.994 | 28.994 | 28.994 | 28.994 | 28.994 | 28.994 | 28.994 | 28.994 | 28.994 | 28.994
1603 | LINCOLN GAP BESSBDU | S00065 | Lincoln Gap Wind Farm (Operations) Pty Ltd | nexif_NR | SA1 | 10 | 160302 | LGAPBS1 | Battery Storage | Lithium-ion |  | LGAPBS1 | Scheduled | 6 |  | 1.8 |  | 10.8 | 10.02 | Committed | 2026-06-30 | 2045 |  | 2026-12-05 | 2026-05-11 11:22 | 10 | 10 | 10 | 10 | 10 | 10 | 10 | 10 | 10 | 10 | 10 | 10 | 10 | 10 | 10 | 10 | 10 | 10 | 10 | 10 | 10 | 10 | 10 | 10 | 10 | 10 | 10 | 10 | 10 | 10 | 10 | 10 | 10 | 10 | 10 | 10 | 10 | 10 | 10 | 10 | 10 | 10 | 10 | 10 | 10 | 10 | 10 | 10 | 10 | 10
1119 | Lincoln Gap Wind Farm - stage 1 | S00007 | Lincoln Gap Wind Farm Pty Ltd | nexif_NR | SA1 | 126 | 111901 | Lincoln Gap Wind Farm - stage 1:LGWT01-35 | Wind | Onshore |  | LGAPWF1 | Semi-scheduled | 35 |  | 3.6 |  | 126 |  | In Service |  | 2045 |  | 2026-03-10 | 2026-03-23 14:23 | 122.5 | 122.5 | 42 | 122.5 | 122.5 | 42 | 122.5 | 122.5 | 42 | 122.5 | 122.5 | 42 | 122.5 | 122.5 | 42 | 122.5 | 122.5 | 42 | 122.5 | 122.5 | 42 | 122.5 | 122.5 | 42 | 122.5 | 122.5 | 42 | 122.5 | 122.5 | 42
1574 | Lincoln Gap Wind Farm - Stage 2 | S00007 | Lincoln Gap Wind Farm Pty Ltd | nexif_NR | SA1 | 85 | 157402 | LGAPWF2 | Wind | Onshore |  | LGAPWF2 | Semi-scheduled | 24 |  | 3.6 |  | 86.4 |  | In Service |  | 2045 |  | 2026-03-10 | 2026-03-23 14:29 | 84 | 84 | 38.4 | 84 | 84 | 38.4 | 84 | 84 | 38.4 | 84 | 84 | 38.4 | 84 | 84 | 38.4 | 84 | 84 | 38.4 | 84 | 84 | 38.4 | 84 | 84 | 38.4 | 84 | 84 | 38.4 | 84 | 84 | 38.4
1885 | Lincoln Gap Wind Farm stage 3 | S00005 | Lincoln Gap 3 Wind Farm Pty Ltd | nexif_NR | SA1 | 278 | 188502 | LGAPWFS3 | Wind | Onshore |  |  | Semi-scheduled | 42 |  | 6.6 |  | 277.2 |  | Publicly Announced | 2030-03-31 | 2058 |  | 2026-12-05 | 2026-05-11 12:38
2887 | Lindley BESS |  | SynCo Global | sycoglobal_nr | SA1 | 100 | 288701 | Lindley BESS | Battery Storage | Lithium-ion |  |  | Scheduled | 30 | 4.2 | 4.2 | 126 | 126 | 200.1 | Anticipated | 2027-06-30 | 2057 |  | 2026-12-05 | 2026-06-04 12:22 | 100 | 100 | 100 | 100 | 100 | 100 | 100 | 100 | 100 | 100 | 100 | 100 | 100 | 100 | 100 | 100 | 100 | 100 | 100 | 100 | 100 | 100 | 100 | 100 | 100 | 100 | 100 | 100 | 100 | 100 | 200 | 200 | 200 | 200 | 200 | 200 | 200 | 200 | 200 | 200 | 200 | 200 | 200 | 200 | 200 | 200 | 200 | 200 | 200 | 200
2922 | Lindsay Gap BESS | N00209 | Acciona Energy Australia Global | acciona_NR | NSW1 | 450 | 292201 | LGBS_GU1 | Battery Storage | Lithium-ion |  |  | Scheduled | 1 |  | 450 |  | 450 | 450 | Publicly Announced | 2029-12-15 | 2049 |  | 2026-03-10 | 2026-03-20 09:44
2416 | Lionsgate Battery |  | CEP Energy |  | SA1 | 150 | 241601 | LGBS_GU1 | Battery Storage | Lithium-ion |  |  | Scheduled | 1 |  | 150 |  | 150 |  | Publicly Announced |  |  |  | 2026-03-10 | 2023-03-02 00:14
2247 | Little River BESS | V00075 | ACEnergy Pty Ltd | acenergy_NR | VIC1 | 350 | 224701 | LTLRIVBT | Battery Storage | Lithium-ion |  |  | Scheduled | 124 | 3.62 | 3.62 | 448.88 | 448.88 | 1795.52 | Anticipated | 2028-11-29 | 2048 |  | 2026-12-05 | 2026-05-27 10:15 | 0 | 0 | 0 | 0 | 0 | 0 | 0 | 350 | 294 | 350 | 350 | 294 | 350 | 350 | 294 | 350 | 350 | 294 | 350 | 350 | 294 | 350 | 350 | 294 | 350 | 350 | 294 | 350 | 350 | 294 | 0 | 0 | 0 | 0 | 0 | 1400 | 1400 | 1400 | 1400 | 1400 | 1400 | 1400 | 1400 | 1400 | 1400 | 1400 | 1400 | 1400 | 1400 | 1400
2341 | Little River Solar Farm - KCI | V00008 | Clean Technology Partners |  | VIC1 | 279 | 234101 | LRSF_GU1 | Solar PV | Fixed |  |  | Semi-scheduled | 1 |  | 279 |  | 279 |  | Publicly Announced |  |  |  | 2026-03-10 | 2023-01-19 01:15
1120 | Liverpool Range Wind Farm |  | Liverpool Range Wind Farm Pty Ltd | SNOWTOWN | NSW1 | 1338 | 112001 | Liverpool Range Wind Farm:Units 1-267 | Wind | Onshore |  |  | Semi-scheduled | 185 |  | 7.2 |  | 1332 |  | Publicly Announced | 2031-04-30 | 2055 |  | 2026-12-05 | 2026-05-19 16:28
2626 | Lockhart Solar and BESS |  | Glas Service Co Pty Ltd | glas-service_nr | NSW1 | 20 | 262601 | LCKH_SF | Solar PV | Single Axis Tracking |  |  | Semi-scheduled | 1 |  | 10 |  | 10 |  | Anticipated | 2028-02-04 | 2060 |  | 2026-12-05 | 2026-05-19 14:54 | 0 | 0 | 0 | 0 | 10 | 10 | 10 | 10 | 10 | 10 | 10 | 10 | 10 | 10 | 10 | 10 | 10 | 10 | 10 | 10 | 10 | 10 | 10 | 10 | 10 | 10 | 10 | 10 | 10 | 10
2626 | Lockhart Solar and BESS |  | Glas Service Co Pty Ltd | glas-service_nr | NSW1 | 20 | 262602 | LCKH_BESS | Battery Storage | Lithium-ion |  |  | Scheduled | 1 |  | 10 |  | 10 | 20 | Anticipated | 2028-02-04 | 2060 |  | 2026-12-05 | 2026-05-19 14:54 | 0 | 0 | 0 | 0 | 10 | 10 | 10 | 10 | 10 | 10 | 10 | 10 | 10 | 10 | 10 | 10 | 10 | 10 | 10 | 10 | 10 | 10 | 10 | 10 | 10 | 10 | 10 | 10 | 10 | 10 | 0 | 0 | 0 | 20 | 20 | 20 | 20 | 20 | 20 | 20 | 20 | 20 | 20 | 20 | 20 | 20 | 20 | 20 | 20 | 20
1614 | Lockyer Valley Energy Project |  | Stanwell Lockyer Project Co Pty Ltd | STANWELL | QLD1 | 1000 | 161403 | Lockyer Energy Project BESS - Stage 1 | Battery Storage | Lithium-ion |  |  | Scheduled | 1 | 400 | 400 | 400 | 400 | 800 | Publicly Announced | 2040-07-01 | 2070 |  | 2026-12-05 | 2026-06-01 14:23
1614 | Lockyer Valley Energy Project |  | Stanwell Lockyer Project Co Pty Ltd | STANWELL | QLD1 | 1000 | 161404 | Lockyer Energy Project BESS - Stage 2 | Battery Storage | Lithium-ion |  |  | Scheduled | 1 | 400 | 400 | 400 | 400 | 800 | Publicly Announced | 2040-07-01 | 2070 |  | 2026-12-05 | 2026-06-01 14:23
1614 | Lockyer Valley Energy Project |  | Stanwell Lockyer Project Co Pty Ltd | STANWELL | QLD1 | 1000 | 161409 | LVEPA | Gas Turbine | OCGT | Natural Gas |  | Scheduled | 1 |  | 58.5 |  | 58.5 |  | Anticipated | 2030-09-30 | 2068 |  | 2026-12-05 | 2026-06-01 14:23 | 0 | 0 | 0 | 0 | 0 | 0 | 0 | 0 | 0 | 0 | 0 | 0 | 58 | 58 | 58 | 58 | 58 | 58 | 58 | 58 | 58 | 58 | 58 | 58 | 58 | 58 | 58 | 58 | 58 | 58
1614 | Lockyer Valley Energy Project |  | Stanwell Lockyer Project Co Pty Ltd | STANWELL | QLD1 | 1000 | 161410 | LVEPB | Gas Turbine | OCGT | Natural Gas |  | Scheduled | 1 |  | 58.5 |  | 58.5 |  | Anticipated | 2030-09-30 | 2060 |  | 2026-12-05 | 2026-06-01 14:23 | 0 | 0 | 0 | 0 | 0 | 0 | 0 | 0 | 0 | 0 | 0 | 0 | 58 | 58 | 58 | 58 | 58 | 58 | 58 | 58 | 58 | 58 | 58 | 58 | 58 | 58 | 58 | 58 | 58 | 58
3119 | Long Plains Solar Farm And BESS |  | Energy Estate | energyestate_NR | NSW1 | 150 | 311901 | LPBS_GU1 | Battery Storage | Lithium-ion |  |  | Scheduled | 1 |  | 150 |  | 150 | 600 | Publicly Announced |  |  |  | 2026-03-10 | 2025-10-09 18:05
3119 | Long Plains Solar Farm And BESS |  | Energy Estate | energyestate_NR | NSW1 | 150 | 311902 | LPSF_GU1 | Solar PV | Fixed |  |  | Semi-scheduled | 1 |  | 150 |  | 150 |  | Publicly Announced |  |  |  | 2026-03-10 | 2025-10-09 18:05
1667 | Longreach Solar Farm |  | Longreach Asset Company | foresightgroupau_NR | QLD1 | 15 | 166701 | Longreach Solar Farm:1-7 | Solar PV | Single Axis Tracking |  | LRSF1 | Significant Non-scheduled | 7 | 2.49 | 2.14 | 17.43 | 14.98 |  | In Service |  | 2043 |  | 2026-03-10 | 2026-04-29 13:09 | 15 | 14.7 | 14.3 | 15 | 14.7 | 14.3 | 15 | 14.7 | 14.3 | 15 | 14.7 | 14.3 | 15 | 14.7 | 14.3 | 15 | 14.7 | 14.3 | 15 | 14.7 | 14.3 | 15 | 14.7 | 14.3 | 15 | 14.7 | 14.3 | 15 | 14.7 | 14.3
1122 | Lonsdale |  | Lumo Generation SA Pty Ltd | SNOWY | SA1 | 21 | 112201 | Lonsdale:1-18 | Gas Turbine | OCGT | Diesel/ Fuel Oil | LONSDALE | Scheduled | 18 |  | 1.12 |  | 20.16 |  | In Service |  | 2070 |  | 2026-03-10 | 2026-03-24 08:39 | 20.16 | 20.16 | 20.16 | 20.16 | 20.16 | 20.16 | 20.16 | 20.16 | 20.16 | 20.16 | 20.16 | 20.16 | 20.16 | 20.16 | 20.16 | 20.16 | 20.16 | 20.16 | 20.16 | 20.16 | 20.16 | 20.16 | 20.16 | 20.16 | 20.16 | 20.16 | 20.16 | 20.16 | 20.16 | 20.16
2002 | Lotus Creek Wind Farm | Q00079 | CS ENERGY | CSENERGY | QLD1 | 285 | 200201 | LC_GU1 | Wind | Onshore |  |  | Semi-scheduled | 46 |  | 6.2 |  | 285.2 |  | Committed | 2027-12-07 | 2067 |  | 2026-12-05 | 2026-05-06 15:02 | 0 | 0 | 0 | 0 | 285.2 | 285.2 | 285.2 | 285.2 | 285.2 | 285.2 | 285.2 | 285.2 | 285.2 | 285.2 | 285.2 | 285.2 | 285.2 | 285.2 | 285.2 | 285.2 | 285.2 | 285.2 | 285.2 | 285.2 | 285.2 | 285.2 | 285.2 | 285.2 | 285.2 | 285.2
2342 | Lovely Banks Renewable Energy Hub - KCI | V00002 | Syncline Energy Pty Ltd | synclineenergy_NR | VIC1 | 400 | 234201 | LBBS_GU1 | Battery Storage | Lithium-ion |  |  | Scheduled | 1 |  | 400 |  | 400 |  | Publicly Announced |  |  |  | 2025-09-01 | 2025-03-28 17:52
2412 | Lower Wonga BESS | Q00146 | Equis Energy (Australia) Projects (Ngumi 7) Pty Ltd as trustee for the Equis Energy(Australia) Ngumi 7 Asset Trust | equis_NR | QLD1 | 200 | 241201 | LWBESS | Battery Storage | Lithium-ion |  |  | Scheduled | 220 | 0.62 | 0.98 | 136.4 | 215.6 | 798.6 | Publicly Announced | 2028-01-01 | 2050 |  | 2026-12-05 | 2026-05-12 13:10
2300 | Lower Wonga Solar Farm and BESS | Q00052 | Lower Wonga Solar Farm Pty Ltd | lightsourcebp_NR | QLD1 | 281 | 230001 | LWDCBESS | Battery Storage | Lithium-ion |  |  | Scheduled | 1 | 421.5 | 281 | 421.5 | 281 | 843 | Committed | 2028-08-01 | 2053 |  | 2026-12-05 | 2026-06-03 09:59 | 0 | 0 | 0 | 0 | 92 | 5 | 281 | 281 | 281 | 281 | 281 | 281 | 281 | 281 | 281 | 281 | 281 | 281 | 281 | 281 | 281 | 281 | 281 | 281 | 281 | 281 | 281 | 281 | 281 | 281 | 0 | 0 | 0 | 260 | 778 | 739 | 739 | 720 | 720 | 704 | 704 | 690 | 690 | 678 | 678 | 666 | 666 | 655 | 655 | 644
2300 | Lower Wonga Solar Farm and BESS | Q00052 | Lower Wonga Solar Farm Pty Ltd | lightsourcebp_NR | QLD1 | 281 | 230002 | LWSF | Solar PV | Single Axis Tracking |  |  | Scheduled | 1 | 380 | 281 | 380 | 281 |  | Committed | 2028-08-01 | 2068 |  | 2026-12-05 | 2026-06-03 09:59 | 0 | 0 | 0 | 0 | 92 | 92 | 281 | 281 | 281 | 281 | 281 | 281 | 281 | 281 | 281 | 281 | 281 | 281 | 281 | 281 | 281 | 281 | 281 | 281 | 281 | 281 | 281 | 281 | 281 | 281
1124 | Loy Yang A Power Station |  | AGL Loy Yang Marketing Pty Ltd | LOYYANGA | VIC1 | 2225 | 112401 | Loy Yang A:1 | Coal | Brown Coal |  | LYA1 | Scheduled | 1 |  | 560 |  | 560 |  | In Service |  | 2035 |  | 2026-03-10 | 2026-03-24 13:32 | 560 | 560 | 540 | 560 | 560 | 540 | 560 | 560 | 540 | 560 | 560 | 540 | 560 | 560 | 540 | 560 | 560 | 540 | 560 | 560 | 540 | 560 | 560 | 540 | 560 | 560 | 540 | 560 | 560 | 540
1124 | Loy Yang A Power Station |  | AGL Loy Yang Marketing Pty Ltd | LOYYANGA | VIC1 | 2225 | 112402 | Loy Yang A:2 | Coal | Brown Coal |  | LYA2 | Scheduled | 1 |  | 530 |  | 530 |  | In Service |  | 2035 |  | 2026-03-10 | 2026-03-24 13:32 | 530 | 530 | 500 | 530 | 530 | 500 | 530 | 530 | 500 | 530 | 530 | 500 | 530 | 530 | 500 | 530 | 530 | 500 | 530 | 530 | 500 | 530 | 530 | 500 | 530 | 530 | 500 | 530 | 530 | 500
1124 | Loy Yang A Power Station |  | AGL Loy Yang Marketing Pty Ltd | LOYYANGA | VIC1 | 2225 | 112403 | Loy Yang A:3 | Coal | Brown Coal |  | LYA3 | Scheduled | 1 |  | 560 |  | 560 |  | In Service |  | 2035 |  | 2026-03-10 | 2026-03-24 13:32 | 560 | 560 | 510 | 560 | 560 | 510 | 560 | 560 | 510 | 560 | 560 | 510 | 560 | 560 | 510 | 560 | 560 | 510 | 560 | 560 | 510 | 560 | 560 | 510 | 560 | 560 | 510 | 560 | 560 | 510
1124 | Loy Yang A Power Station |  | AGL Loy Yang Marketing Pty Ltd | LOYYANGA | VIC1 | 2225 | 112404 | Loy Yang A:4 | Coal | Brown Coal |  | LYA4 | Scheduled | 1 |  | 560 |  | 560 |  | In Service |  | 2035 |  | 2026-03-10 | 2026-03-24 13:32 | 560 | 540 | 530 | 560 | 540 | 530 | 560 | 540 | 530 | 560 | 540 | 530 | 560 | 540 | 530 | 560 | 540 | 530 | 560 | 540 | 530 | 560 | 540 | 530 | 560 | 540 | 530 | 560 | 540 | 530
1125 | Loy Yang B |  | Gippsland Power Pty Ltd ABN 30 077 851 079 / LYB Ventures Australia Pty Ltd ABN 57 055 984 499 / Traralgon Power Pty Ltd ABN 64 056 292 623 / Latrobe Power Pty Ltd ABN 42 055 983 563 / LYB Australia Limited ABN 87 055 563 785 | EDISON | VIC1 | 1160 | 112501 | Loy Yang B:1 | Coal | Brown Coal |  | LOYYB1 | Scheduled | 1 |  | 600 |  | 600 |  | In Service |  | 2047 |  | 2026-03-10 | 2026-03-25 10:54 | 580 | 560 | 545 | 580 | 560 | 545 | 580 | 560 | 545 | 580 | 560 | 545 | 580 | 560 | 545 | 580 | 560 | 545 | 580 | 560 | 545 | 580 | 560 | 545 | 580 | 560 | 545 | 580 | 560 | 545
1125 | Loy Yang B |  | Gippsland Power Pty Ltd ABN 30 077 851 079 / LYB Ventures Australia Pty Ltd ABN 57 055 984 499 / Traralgon Power Pty Ltd ABN 64 056 292 623 / Latrobe Power Pty Ltd ABN 42 055 983 563 / LYB Australia Limited ABN 87 055 563 785 | EDISON | VIC1 | 1160 | 112502 | Loy Yang B:2 | Coal | Brown Coal |  | LOYYB2 | Scheduled | 1 |  | 600 |  | 600 |  | In Service |  | 2047 |  | 2026-03-10 | 2026-03-25 10:54 | 580 | 560 | 545 | 580 | 560 | 545 | 580 | 560 | 545 | 580 | 560 | 545 | 580 | 560 | 545 | 580 | 560 | 545 | 580 | 560 | 545 | 580 | 560 | 545 | 580 | 560 | 545 | 580 | 560 | 545
2708 | Loy Yang B Power Station - BESS Stage 1 - KCI | V00152 | Alinta Energy Clean Energy Development Pty Ltd | alinta_nr | VIC1 | 250 | 270801 | LYBBESS1 | Battery Storage | Lithium-ion |  |  | Scheduled | 1 | 250 | 250 | 250 | 250 | 500 | Publicly Announced | 2028-12-31 | 2053 |  | 2026-03-10 | 2026-03-12 16:21
2910 | LST02 Data Hall BESS | T00036 | Firmus Grid P/L | firmus_nr | TAS1 | 24 | 291001 | DHBS_GU1 | Battery Storage | Lithium-ion |  |  | Scheduled | 1 |  | 24 |  | 24 |  | Publicly Announced |  |  |  | 2025-09-01 | 2025-01-10 01:28
3243 | Lucas Heights Bioenergy Facility |  | Lucas Heights Bioenergy Pty Ltd | LMSENE | NSW1 | 22 | 324301 | GM1-20 | Other | Other |  |  | Non-scheduled | 20 |  | 1.1 |  | 22 |  | Publicly Announced | 2026-12-15 | 2056 |  | 2026-12-05 | 2026-05-21 22:20
1867 | LYA BESS | V00038 | LOYYANGA | LOYYANGA | VIC1 | 200 | 186701 | LYABESS1 | Battery Storage | Lithium-ion |  |  | Scheduled | 1 |  | 200 |  | 200 | 800 | Publicly Announced |  | 2050 |  | 2026-03-10 | 2026-03-24 09:53
1128 | Macarthur Wind Farm |  | Macarthur Wind Farm Pty Ltd and Meridian Wind Macarthur Pty Ltd | SOUTHHYD | VIC1 | 420 | 112801 | Macarthur Wind Farm:1-140 | Wind | Onshore |  | MACARTH1 | Semi-scheduled | 140 | 3 | 3 | 420 | 420 |  | In Service |  | 2038 |  | 2026-03-10 | 2026-03-26 10:26 | 420 | 420 | 420 | 420 | 420 | 420 | 420 | 420 | 420 | 420 | 420 | 420 | 420 | 420 | 420 | 420 | 420 | 420 | 420 | 420 | 420 | 420 | 420 | 420 | 420 | 420 | 420 | 420 | 420 | 420
1332 | MacIntyre Wind Farm | Q00006 | Macintyre Windfarm Pty Ltd and Arc Energy Macintyre Pty Ltd | acciona_NR | QLD1 | 890 | 133202 | MIWF | Wind | Onshore |  | MCINTYR1 | Semi-scheduled | 162 | 5.7 | 5.7 | 923.4 | 923.4 |  | In Commissioning | 2026-12-01 | 2054 |  | 2026-03-10 | 2026-03-12 17:06 | 890.028 | 890.028 | 890.028 | 890.028 | 890.028 | 890.028 | 890.028 | 890.028 | 890.028 | 890.028 | 890.028 | 890.028 | 890.028 | 890.028 | 890.028 | 890.028 | 890.028 | 890.028 | 890.028 | 890.028 | 890.028 | 890.028 | 890.028 | 890.028 | 890.028 | 890.028 | 890.028 | 890.028 | 890.028 | 890.028
2994 | Mackenzie River Solar Farm | Q00220 | Mackenzie River ProjectCo Pty Ltd | britishsolar_nr | QLD1 | 450 | 299401 | Mackenzie River Hybrid (Solar) | Solar PV | Single Axis Tracking |  |  | Semi-scheduled | 100 | 6.5 | 5 | 650 | 500 |  | Publicly Announced | 2031-06-02 | 2061 |  | 2026-12-05 | 2026-05-28 14:29
2994 | Mackenzie River Solar Farm | Q00220 | Mackenzie River ProjectCo Pty Ltd | britishsolar_nr | QLD1 | 450 | 299402 | Mackenzie River Hybrid (BESS) | Battery Storage | Lithium-ion |  |  | Scheduled | 120 | 6.7 | 5.15 | 804 | 618 | 2472 | Publicly Announced | 2031-06-02 | 2061 |  | 2026-12-05 | 2026-05-28 14:29
1130 | Mackintosh |  | Hydro-Electric Corporation | HYDROTAS | TAS1 | 89 | 113001 | Mackintosh:1 | Hydro | Dam |  | MACKNTSH | Scheduled | 1 |  | 79.9 |  | 79.9 |  | In Service |  | 2100 |  | 2026-03-10 | 2026-03-23 10:45 | 88 | 0 | 0 | 88 | 88 | 88 | 88 | 88 | 88 | 88 | 0 | 0 | 0 | 88 | 88 | 88 | 88 | 88 | 88 | 0 | 0 | 88 | 0 | 0 | 88 | 88 | 88 | 88 | 88 | 88
2986 | Magnetite Energy Hub | Q00217 | Private Energy Partners | pep_nr | QLD1 | 1000 | 298601 | FLBS_GU1 | Battery Storage | Lithium-ion |  |  | Scheduled | 156 | 4.6 | 4.6 | 717.6 | 717.6 | 5740.8 | Publicly Announced | 2031-12-31 | 2056 |  | 2026-03-10 | 2026-03-27 17:13
2986 | Magnetite Energy Hub | Q00217 | Private Energy Partners | pep_nr | QLD1 | 1000 | 298602 | FLWF_GU1 | Wind | Onshore |  |  | Semi-scheduled | 70 | 7.2 | 7.2 | 504 | 504 |  | Publicly Announced | 2031-12-31 | 2061 |  | 2026-03-10 | 2026-03-27 17:13
3187 | Magpie Hill Solar Farm | N00273 | Mint Renewables Pty Ltd | mintrenewables_nr | NSW1 | 230 | 318701 | MHSF_GU1 | Solar PV | Single Axis Tracking |  |  | Semi-scheduled | 64 | 5 | 5 | 320 | 320 |  | Publicly Announced | 2030-10-01 | 2060 |  | 2026-12-05 | 2026-05-25 14:58
3187 | Magpie Hill Solar Farm | N00273 | Mint Renewables Pty Ltd | mintrenewables_nr | NSW1 | 230 | 318702 | MHSF_GU2 | Battery Storage | Lithium-ion |  |  | Scheduled | 64 | 5 | 5 | 320 | 320 | 1280 | Publicly Announced | 2030-10-01 | 2060 |  | 2026-12-05 | 2026-05-25 14:58
3052 | Maison Dieu BESS | N00238 | Graviatas Now Pty Ltd | gravitas_nr | NSW1 | 500 | 305201 | MDBS_GU1 | Battery Storage | Lithium-ion |  |  | Scheduled | 1 |  | 500 |  | 500 |  | Publicly Announced |  |  |  | 2025-09-01 | 2025-07-01 22:09
2691 | Maison Dieu Solar Farm |  | Terrain Solar | agl_nr | NSW1 | 60 | 269101 | MDBESS | Battery Storage | Lithium-ion |  |  | Scheduled | 24 | 1.67 | 1.67 | 40.08 | 40.08 | 40.08 | Publicly Announced | 2032-12-18 | 2052 |  | 2026-12-05 | 2026-05-22 13:00
2691 | Maison Dieu Solar Farm |  | Terrain Solar | agl_nr | NSW1 | 60 | 269102 | MDSF | Solar PV | Single Axis Tracking |  |  | Semi-scheduled | 36 | 1.67 | 1.67 | 60.12 | 60.12 |  | Publicly Announced | 2032-12-18 | 2052 |  | 2026-12-05 | 2026-05-22 13:00
2765 | Majors Creek Solar Power Station | Q00168 | Edify Energy Pty Ltd | edifyenergy_NR | QLD1 | 150 | 276501 | majbess | Battery Storage | Lithium-ion |  |  | Scheduled | 1 | 180 | 150 | 180 | 150 | 600 | Anticipated | 2029-02-01 | 2059 |  | 2026-12-05 | 2026-05-22 16:58 | 0 | 0 | 0 | 0 | 0 | 0 | 0 | 150 | 150 | 150 | 150 | 150 | 150 | 150 | 150 | 150 | 150 | 150 | 150 | 150 | 150 | 150 | 150 | 150 | 150 | 150 | 150 | 150 | 150 | 150 | 0 | 0 | 0 | 0 | 0 | 600 | 600 | 600 | 600 | 600 | 600 | 600 | 600 | 600 | 600 | 600 | 600 | 600 | 600 | 600
2765 | Majors Creek Solar Power Station | Q00168 | Edify Energy Pty Ltd | edifyenergy_NR | QLD1 | 150 | 276502 | majsolar | Solar PV | Single Axis Tracking |  |  | Semi-scheduled | 1 | 216 | 180 | 216 | 180 |  | Anticipated | 2029-02-01 | 2059 |  | 2026-12-05 | 2026-05-22 16:58 | 0 | 0 | 0 | 0 | 0 | 0 | 0 | 180 | 180 | 180 | 180 | 180 | 180 | 180 | 180 | 180 | 180 | 180 | 180 | 180 | 180 | 180 | 180 | 180 | 180 | 180 | 180 | 180 | 180 | 180
2046 | Mallee Wind Farm | N00102 | Mallee Wind PTY LTD | sparkrenewables_NR | NSW1 | 402 | 204601 | MALB | Battery Storage | Lithium-ion |  |  | Scheduled | 40 | 2.58 | 2.58 | 103.2 | 103.2 | 412.8 | Publicly Announced | 2030-10-01 | 2055 |  | 2026-03-10 | 2026-03-24 17:22
2046 | Mallee Wind Farm | N00102 | Mallee Wind PTY LTD | sparkrenewables_NR | NSW1 | 402 | 204602 | MALW | Wind | Onshore |  |  | Semi-scheduled | 76 | 7.2 | 7.2 | 547.2 | 547.2 |  | Publicly Announced | 2030-10-01 | 2065 |  | 2026-03-10 | 2026-03-24 17:22
2844 | Malunga Nine Mile BESS - KCI | V00165 | Green Switch Energy Pty Ltd | greenswitch_nr | VIC1 | 500 | 284401 | MLBS_GU1 | Battery Storage | Lithium-ion |  |  | Scheduled | 1 |  | 500 |  | 500 |  | Publicly Announced |  |  |  | 2026-03-10 | 2025-12-17 06:53
2766 | Mangoplah BESS - KCI | N00180 | Samsung C&amp;amp;T Renewable Energy Australia Pty Ltd. | samsung_NR | NSW1 | 100 | 276601 | mangobes | Battery Storage | Lithium-ion |  |  | Scheduled | 104 | 1 | 1 | 104 | 104 | 416 | Publicly Announced | 2029-05-25 | 2059 |  | 2026-03-10 | 2026-03-24 17:55
1280 | Manildra Solar Farm |  | Manildra Prop Pty Ltd as trustee for the Manildra Asset Trust | MANILDRA | NSW1 | 46.7 | 128002 | MANSLR1 | Solar PV | Single Axis Tracking |  | MANSLR1 | Semi-scheduled | 20 | 2.5 | 2.5 | 50 | 50 |  | In Service |  | 2048 |  | 2026-03-10 | 2026-05-22 10:06 | 46.7 | 45.4 | 43.4 | 46.7 | 45.4 | 43.4 | 46.7 | 45.4 | 43.4 | 46.7 | 45.4 | 43.4 | 46.7 | 45.4 | 43.4 | 46.7 | 45.4 | 43.4 | 46.7 | 45.4 | 43.4 | 46.7 | 45.4 | 43.4 | 46.7 | 45.4 | 43.4 | 46.7 | 45.4 | 43.4
1847 | Mannum Adelaide Pumping Station No 2 - MAPL2 (Palmer) | S00010 | South Australian Water Corporation | SAWCML | SA1 | 16.5 | 184701 | MAPS2PV1 | Solar PV | Single Axis Tracking |  | MAPS2PV1 | Semi-scheduled | 6 |  | 2.75 |  | 16.5 |  | In Service |  | 2041 |  | 2026-03-10 | 2026-03-17 10:38 | 13.38 | 12.96 | 12.6 | 13.38 | 12.96 | 12.6 | 13.38 | 12.96 | 12.6 | 13.38 | 12.96 | 12.6 | 13.38 | 12.96 | 12.6 | 13.38 | 12.96 | 12.6 | 13.38 | 12.96 | 12.6 | 13.38 | 12.96 | 12.6 | 13.38 | 12.96 | 12.6 | 13.38 | 12.96 | 12.6
2010 | Mannum Adelaide Pumping Station No 3 - MAPL3 (Tungkillo) | S00011 | South Australian Water Corporation | SAWCML | SA1 | 16.5 | 201001 | MAPS3PV1 | Solar PV | Single Axis Tracking |  | MAPS3PV1 | Semi-scheduled | 6 |  | 2.75 |  | 16.5 |  | In Service |  | 2041 |  | 2026-03-10 | 2026-03-18 09:59 | 12.42 | 11.7 | 11.46 | 12.42 | 11.7 | 11.46 | 12.42 | 11.7 | 11.46 | 12.42 | 11.7 | 11.46 | 12.42 | 11.7 | 11.46 | 12.42 | 11.7 | 11.46 | 12.42 | 11.7 | 11.46 | 12.42 | 11.7 | 11.46 | 12.42 | 11.7 | 11.46 | 12.42 | 11.7 | 11.46
2256 | Mannum BESS | S00016 | Mannum Stage 2 Battery SubCo Pty Ltd as Trustee for The Mannum Stage 2 Battery Unit Trust | epic_NR | SA1 | 100 | 225601 | MANNUMBT | Battery Storage | Lithium-ion |  | MANNUMB1 | Scheduled | 30 | 3.3 | 3.3 | 99 | 99 | 201 | In Service |  | 2044 |  | 2026-03-10 | 2026-03-25 11:03 | 100 | 100 | 100 | 100 | 100 | 100 | 100 | 100 | 100 | 100 | 100 | 100 | 100 | 100 | 100 | 100 | 100 | 100 | 100 | 100 | 100 | 100 | 100 | 100 | 100 | 100 | 100 | 100 | 100 | 100 | 200 | 200 | 190 | 185 | 185 | 180 | 180 | 177 | 177 | 174 | 174 | 173 | 173 | 170 | 170 | 166 | 166 | 163 | 163 | 160
2410 | Mannum Solar Farm 2 |  | Mannum Stage 2 SubCo Pty Ltd as trustee for the Mannum Stage 2 Unit Trust | epic_NR | SA1 | 29.99 | 241001 | MSF2 | Solar PV | Single Axis Tracking |  | MANNSF2 | Semi-scheduled | 11 | 3.4 | 3.4 | 37.4 | 37.4 |  | In Service |  | 2058 |  | 2026-03-10 | 2026-03-25 10:49 | 29.986 | 29.986 | 29.986 | 29.986 | 29.986 | 29.986 | 29.986 | 29.986 | 29.986 | 29.986 | 29.986 | 29.986 | 29.986 | 29.986 | 29.986 | 29.986 | 29.986 | 29.986 | 29.986 | 29.986 | 29.986 | 29.986 | 29.986 | 29.986 | 29.986 | 29.986 | 29.986 | 29.986 | 29.986 | 29.986
1914 | Maranbah Solar Farm |  | EEW ECO ENERGY WORLD PTY LTD | eewrenew_NR | QLD1 | 145 | 191401 | Maranbah | Solar PV | Single Axis Tracking |  |  | Semi-scheduled | 1 |  | 160 |  | 160 |  | Publicly Announced |  |  |  | 2026-03-10 | 2025-03-19 23:58
2947 | Marcollat Energy Hub (Stage 1) | S00084 | BE PRO MC1 PTY LTD | bisonenergy_NR | SA1 | 400 | 294701 | MC1 | Battery Storage | Lithium-ion |  |  | Scheduled | 1 |  | 400 |  | 400 | 1600 | Publicly Announced |  |  |  | 2026-03-10 | 2025-07-02 17:15
3059 | Marcollat Energy Hub (stage 2) | S00085 | Bison Energy | bisonenergy_NR | SA1 | 400 | 305901 | MLBS_GU1 | Battery Storage | Lithium-ion |  |  | Scheduled | 1 |  | 400 |  | 400 |  | Publicly Announced |  |  |  | 2026-03-10 | 2025-07-02 17:22
3235 | Markaranka BESS |  | Monash Renweables Pty Ltd | aquila-capital_NR | SA1 | 320 | 323501 | Markaranka BESS | Battery Storage | Lithium-ion |  |  | Scheduled | 98 | 4.6 | 4.6 | 450.8 | 450.8 | 666.4 | Publicly Announced | 2029-03-31 | 2059 |  | 2026-12-05 | 2026-05-06 11:52
2746 | Markaranka Solar and Storage | S00075 | Monash Energy Pty Ltd | maybros_nr | SA1 | 500 | 274601 | mark bes | Battery Storage | Lithium-ion |  |  | Scheduled | 1 |  | 375 |  | 375 | 375 | Publicly Announced |  |  |  | 2026-03-10 | 2025-01-13 17:53
2746 | Markaranka Solar and Storage | S00075 | Monash Energy Pty Ltd | maybros_nr | SA1 | 500 | 274602 | mark sol | Solar PV | Single Axis Tracking |  |  | Semi-scheduled | 1 |  | 125 |  | 125 |  | Publicly Announced |  |  |  | 2026-03-10 | 2025-01-13 17:53
2826 | Marmadua Wind Farm (KCI) | Q00169 | Cubico Sustainable Investments Australia Pty Ltd | cubico_nr | QLD1 | 950 | 282601 | MMWF_GU! | Wind | Onshore |  |  | Semi-scheduled | 1 |  | 950 |  | 950 |  | Publicly Announced |  |  |  | 2026-03-10 | 2026-06-17 15:35
1468 | Maroona Wind Farm |  | Myamba Developments Pty Ltd | ALNTARES | VIC1 | 6.9 | 146801 | Maroona Wind Farm:2 | Wind | Onshore |  | MAROOWF1 | Non-scheduled | 2 |  | 3.45 |  | 6.9 |  | In Service |  | 2043 |  | 2026-03-10 | 2026-03-17 14:27
1132 | Marulan - OCGT |  | EnergyAustralia Marulan Pty Ltd | EASTENGY | NSW1 | 1400 | 113202 | Marulan - GT1 | Gas Turbine | OCGT | Natural Gas |  | Scheduled | 1 |  | 350 |  | 350 |  | Publicly Announced | 2035-12-01 | 2060 |  | 2026-03-10 | 2026-05-18 16:08
1132 | Marulan - OCGT |  | EnergyAustralia Marulan Pty Ltd | EASTENGY | NSW1 | 1400 | 113203 | Marulan - GT2 | Gas Turbine | OCGT | Natural Gas |  | Scheduled | 1 |  | 350 |  | 350 |  | Publicly Announced | 2035-12-01 | 2060 |  |  | 2026-05-18 16:08
1132 | Marulan - OCGT |  | EnergyAustralia Marulan Pty Ltd | EASTENGY | NSW1 | 1400 | 113204 | Marulan - GT3 | Gas Turbine | OCGT | Natural Gas |  | Scheduled | 1 |  | 350 |  | 350 |  | Publicly Announced | 2035-12-01 | 2060 |  |  | 2026-05-18 16:08
1132 | Marulan - OCGT |  | EnergyAustralia Marulan Pty Ltd | EASTENGY | NSW1 | 1400 | 113205 | Marulan - GT4 | Gas Turbine | OCGT | Natural Gas |  | Scheduled | 1 |  | 350 |  | 350 |  | Publicly Announced | 2035-12-01 | 2060 |  |  | 2026-05-18 16:08
2690 | Marulan Hybrid - Solar/BESS Farm |  | Marulan Solar Farm Pty Ltd | TOORAWF | NSW1 | 152 | 269001 | Marulan Solar | Solar PV | Dual Axis Tracking |  |  | Semi-scheduled | 56 | 3.7 | 3.7 | 207.2 | 207.2 |  | Anticipated | 2028-12-02 | 2060 |  | 2026-12-05 | 2026-06-02 14:16 | 0 | 0 | 0 | 0 | 0 | 0 | 0 | 152 | 152 | 152 | 152 | 152 | 152 | 152 | 152 | 152 | 152 | 152 | 152 | 152 | 152 | 152 | 152 | 152 | 152 | 152 | 152 | 152 | 152 | 152
2690 | Marulan Hybrid - Solar/BESS Farm |  | Marulan Solar Farm Pty Ltd | TOORAWF | NSW1 | 152 | 269002 | Marulan BESS | Battery Storage | Lithium-ion |  |  | Scheduled | 56 | 3.7 | 3.7 | 207.2 | 207.2 | 350 | Anticipated | 2028-12-02 | 2060 |  | 2026-12-05 | 2026-06-02 14:16 | 0 | 0 | 0 | 0 | 0 | 0 | 0 | 81 | 81 | 81 | 81 | 81 | 81 | 81 | 81 | 81 | 81 | 81 | 81 | 81 | 81 | 81 | 81 | 81 | 81 | 81 | 81 | 81 | 81 | 81 | 0 | 0 | 0 | 0 | 0 | 350 | 350 | 350 | 350 | 350 | 350 | 350 | 350 | 350 | 350 | 350 | 350 | 350 | 350 | 350
1689 | Maryrorough Solar Farm |  | Maryrorough Solar Pty Ltd | birdwoodenergy_NR | QLD1 | 27.3 | 168901 | Brigalow Solar Farm:1 | Solar PV | Single Axis Tracking |  | MARYRSF1 | Semi-scheduled | 1 |  | 34.5 |  | 34.5 |  | In Service |  | 2048 |  | 2026-03-10 | 2026-03-24 15:36 | 27.3 | 27.3 | 27.3 | 27.3 | 27.3 | 27.3 | 27.3 | 27.3 | 27.3 | 27.3 | 27.3 | 27.3 | 27.3 | 27.3 | 27.3 | 27.3 | 27.3 | 27.3 | 27.3 | 27.3 | 27.3 | 27.3 | 27.3 | 27.3 | 27.3 | 27.3 | 27.3 | 27.3 | 27.3 | 27.3
3027 | Maryvale Energy From Waste |  | Maryvale Energy from Waste Project Company | paper_australia_nr | VIC1 | 70 | 302701 | MEFW_GU1 | Other | Other |  |  | Non-scheduled | 1 |  | 70 |  | 70 |  | Publicly Announced |  | 2061 |  | 2026-12-05 | 2026-05-12 13:10
1595 | Maryvale Solar and Energy Storage System |  | Maryvale Solar Farm Pty Ltd as Trustee for Maryvale Solar Farm Trust | wirsol_NR | NSW1 | 172 | 159501 | MARYBESS | Battery Storage | Lithium-ion |  |  | Scheduled | 61 | 3.56 | 3.58 | 217.16 | 218.38 | 434.93 | Anticipated | 2027-06-01 | 2062 |  | 2026-12-05 | 2026-04-28 17:56 | 0 | 172.02 | 172.02 | 172.02 | 172.02 | 172.02 | 172.02 | 172.02 | 172.02 | 172.02 | 172.02 | 172.02 | 172.02 | 172.02 | 172.02 | 172.02 | 172.02 | 172.02 | 172.02 | 172.02 | 172.02 | 172.02 | 172.02 | 172.02 | 172.02 | 172.02 | 172.02 | 172.02 |  | 172.02
1595 | Maryvale Solar and Energy Storage System |  | Maryvale Solar Farm Pty Ltd as Trustee for Maryvale Solar Farm Trust | wirsol_NR | NSW1 | 172 | 159502 | MARYSOL | Solar PV | Single Axis Tracking |  |  | Semi-scheduled | 61 | 3.98 | 3.58 | 242.78 | 218.38 |  | Anticipated | 2027-06-01 | 2062 |  | 2026-12-05 | 2026-04-28 17:56 | 0 | 172.02 | 172.02 | 172.02 | 172.02 | 172.02 | 172.02 | 172.02 | 172.02 | 172.02 | 172.02 | 172.02 | 172.02 | 172.02 | 172.02 | 172.02 | 172.02 | 172.02 | 172.02 | 172.02 | 172.02 | 172.02 | 172.02 | 172.02 | 172.02 | 172.02 | 172.02 | 172.02 | 172.02 | 172.02
3082 | Mavis Hybrid Facility - Solar |  | Metlen Energy &amp;amp;amp;amp;amp; Metals | mrenewables_nr | NSW1 | 252 | 308201 | MVBS_GU1 | Battery Storage | Lithium-ion |  |  | Scheduled | 1 |  | 138 |  | 138 | 20 | Publicly Announced | 2028-06-01 | 2060 |  | 2026-12-05 | 2026-05-24 14:22
3082 | Mavis Hybrid Facility - Solar |  | Metlen Energy &amp;amp;amp;amp;amp; Metals | mrenewables_nr | NSW1 | 252 | 308202 | MVSF_GU1 | Solar PV | Single Axis Tracking |  |  | Semi-scheduled | 60 |  | 4.2 |  | 252 |  | Publicly Announced | 2028-07-01 | 2060 |  | 2026-12-05 | 2026-05-24 14:22
2368 | Maxwell Downs Solar Farm - KCI | N00096 | X-Elio Holbrook Trust | x-elio_NR | NSW1 | 300 | 236801 | MDSF_GU1 | Solar PV | Single Axis Tracking |  |  | Semi-scheduled | 1 |  | 300 |  | 300 |  | Publicly Announced |  |  |  | 2026-03-10 | 2025-03-13 23:40
3039 | McCullys Gap BESS |  | BW ESS | bw-ess_nr | NSW1 | 400 | 303901 | MGBS_GU1 | Battery Storage | Lithium-ion |  |  | Scheduled | 1 |  | 400 |  | 400 | 800 | Publicly Announced |  |  |  | 2026-03-10 | 2025-10-01 22:34
3157 | Meadow Creek BESS |  | Meadow Creek Solar |  | VIC1 | 250 | 315701 | MCBS_GU1 | Battery Storage | Lithium-ion |  |  | Scheduled | 1 |  | 250 |  | 250 | 1000 | Publicly Announced | 2026-01-07 | 2060 |  | 2026-03-10 | 2025-12-06 20:42
2361 | Meadow Creek Solar Farm - KCI | V00057 | Clean Technologies Partners |  | VIC1 | 180 | 236101 | MCSF_GU1 | Solar PV | Fixed |  |  | Semi-scheduled | 1 |  | 180 |  | 180 |  | Publicly Announced |  |  |  | 2026-03-10 | 2023-01-19 06:57
1133 | Meadowbank |  | Hydro-Electric Corporation | HYDROTAS | TAS1 | 44 | 113301 | Meadowbank:1 | Hydro | Dam |  | MEADOWBK | Scheduled | 1 |  | 40 |  | 40 |  | In Service |  | 2100 |  | 2026-03-10 | 2026-03-20 16:09 | 44 | 44 | 44 | 44 | 44 | 44 | 44 | 44 | 44 | 44 | 44 | 44 | 44 | 44 | 44 | 44 | 44 | 44 | 44 | 0 | 0 | 44 | 44 | 44 | 44 | 44 | 44 | 44 | 44 | 44
2877 | Meering West Wind Farm |  | Virya Energy Pty Ltd | viryacleanenergy_NR | VIC1 | 1500 | 287701 | MRWF_GU1 | Wind | Onshore |  |  | Semi-scheduled | 200 | 7.5 | 7.5 | 1500 | 1500 |  | Publicly Announced | 2030-01-01 | 2075 |  | 2026-12-05 | 2026-05-21 18:00
2551 | MegaLink BESS | S00042 | SynCo Global | sycoglobal_nr | SA1 | 250 | 255101 | BEH_01 | Battery Storage | Lithium-ion |  |  | Scheduled | 74 | 4.2 | 4.2 | 310.8 | 310.8 | 999.74 | Publicly Announced | 2027-12-30 | 2065 |  | 2026-03-10 | 2026-06-03 16:23
2711 | Melbourne Grid Battery - KCI | V00114 | Lumea |  | VIC1 | 140 | 271101 | MELGrid | Battery Storage | Lithium-ion |  |  | Scheduled | 1 |  | 140 |  | 140 |  | Publicly Announced |  |  |  | 2026-03-10 | 2026-01-22 16:18
2862 | Melbourne Regional Landfill |  | Landfill Operations Pty Ltd |  | VIC1 | 8.88 | 286201 | MRLPS_GU | Gas Turbine | Other | Landfill Gas |  | Non-scheduled | 1 |  | 8.88 |  | 8.88 |  | In Service |  | 2050 |  | 2026-03-10 | 2024-10-11 00:10
2617 | Melbourne Renewable Energy Hub - Side B | V00115 | MREH Pty Ltd as trustee for MREH Asset Trust | equis_NR | VIC1 | 600 | 261701 | MREH_B | Battery Storage | Lithium-ion |  |  | Scheduled | 220 | 0.31 | 0.98 | 68.2 | 215.6 | 800.8 | Publicly Announced | 2028-12-31 | 2055 |  | 2026-03-10 | 2026-03-16 10:10
3100 | Melbourne Renewable Energy Hub Connection A1 |  | Equis Energy (Australia) Projects (MREH A1 AssetCo) Pty Ltd (ACN 669 645 461) as The Trustee for Equis Energy (Australia) MREH A1 Asset Trust (ABN 92 607 537 147) | equis_NR | VIC1 | 200 | 310001 | MREHA1 | Battery Storage | Lithium-ion |  | MREHA1 | Scheduled | 112 | 0.62 | 1.93 | 69.44 | 216.16 | 399.84 | In Service |  | 2050 |  | 2026-12-05 | 2026-05-12 10:24 | 200 | 200 | 200 | 200 | 200 | 200 | 200 | 200 | 200 | 200 | 200 | 200 | 200 | 200 | 200 | 200 | 200 | 200 | 200 | 200 | 200 | 200 | 200 | 200 | 200 | 200 | 200 | 200 | 200 | 200 | 400 | 400 | 400 | 400 | 400 | 400 | 400 | 400 | 400 | 400 | 400 | 400 | 400 | 400 | 400 | 400 | 400 | 400 | 400 | 400
3101 | Melbourne Renewable Energy Hub Connection A2 |  | Equis Energy (Australia) Projects (MREH A2 AssetCo) Pty Ltd (ACN 669 645 489) as The Trustee for Equis Energy (Australia) MREH A2 Asset Trust (ABN 34 770 707 887) | equis_NR | VIC1 | 200 | 310101 | MREHA2 | Battery Storage | Lithium-ion |  | MREHA2 | Scheduled | 112 | 0.62 | 1.93 | 69.44 | 216.16 | 399.84 | In Service |  | 2050 |  | 2026-12-05 | 2026-05-12 10:24 | 200 | 200 | 200 | 200 | 200 | 200 | 200 | 200 | 200 | 200 | 200 | 200 | 200 | 200 | 200 | 200 | 200 | 200 | 200 | 200 | 200 | 200 | 200 | 200 | 200 | 200 | 200 | 200 | 200 | 200 | 400 | 400 | 400 | 400 | 400 | 400 | 400 | 400 | 400 | 400 | 400 | 400 | 400 | 400 | 400 | 400 | 400 | 400 | 400 | 400
3102 | Melbourne Renewable Energy Hub Connection A3 |  | Equis Energy (Australia) Projects (MREH A3 AssetCo) Pty Ltd (ACN 669 645 514) as The Trustee for Equis Energy (Australia) MREH A3 Asset Trust (ABN 47 920 042 214) | equis_NR | VIC1 | 200 | 310201 | MREHA3 | Battery Storage | Lithium-ion |  | MREHA3 | Scheduled | 220 | 0.31 | 0.98 | 68.2 | 215.6 | 800.8 | In Service |  | 2050 |  | 2026-12-05 | 2026-05-12 10:25 | 200 | 200 | 200 | 200 | 200 | 200 | 200 | 200 | 200 | 200 | 200 | 200 | 200 | 200 | 200 | 200 | 200 | 200 | 200 | 200 | 200 | 200 | 200 | 200 | 200 | 200 | 200 | 200 | 200 | 200 | 800 | 800 | 800 | 800 | 800 | 800 | 800 | 800 | 800 | 800 | 800 | 800 | 800 | 800 | 800 | 800 | 800 | 800 | 800 | 800
3258 | Melbourne Solar Farm and BESS - KCI | V00200 | European Energy | europeanenergy_nr | VIC1 | 500 | 325801 | Melbourne Solar Farm | Solar PV | Fixed |  |  | Semi-scheduled | 1 |  | 500 |  | 500 |  | Publicly Announced |  |  |  | 2026-03-10 | 2026-04-07 15:22
3258 | Melbourne Solar Farm and BESS - KCI | V00200 | European Energy | europeanenergy_nr | VIC1 | 500 | 325802 | Melbourne Solar Farm BESS | Battery Storage | Lithium-ion |  |  | Scheduled | 1 |  | 500 |  | 500 |  | Publicly Announced |  |  |  | 2026-03-10 | 2026-04-07 15:22
2211 | Merino Solar Farm | N00084 | Merino Solar Farm Pty Ltd as trustee for Merino Solar Farm Trust |  | NSW1 | 338 | 221101 | MSF_BS1 | Battery Storage | Lithium-ion |  |  | Scheduled | 96 |  | 3.22 |  | 309.12 |  | Publicly Announced |  |  |  | 2026-03-10 | 2023-01-19 07:01
2211 | Merino Solar Farm | N00084 | Merino Solar Farm Pty Ltd as trustee for Merino Solar Farm Trust |  | NSW1 | 338 | 221102 | MSF_G1 | Solar PV | Fixed |  |  | Semi-scheduled | 100 |  | 3.38 |  | 338 |  | Publicly Announced |  |  |  | 2026-03-10 | 2023-01-19 07:01
2194 | Merriwa Solar Farm and BESS | N00072 | Valent Energy Developments Pty Ltd | valent-energy_nr | NSW1 | 1000 | 219401 | Merriwa | Battery Storage | Lithium-ion |  |  | Scheduled | 1 |  | 500 |  | 500 | 2000 | Publicly Announced |  |  |  | 2026-12-05 | 2026-05-18 17:39
2194 | Merriwa Solar Farm and BESS | N00072 | Valent Energy Developments Pty Ltd | valent-energy_nr | NSW1 | 1000 | 219402 | MSF_G1 | Solar PV | Single Axis Tracking |  |  | Semi-scheduled | 1 |  | 500 |  | 500 |  | Publicly Announced | 2027-11-30 |  |  | 2026-12-05 | 2026-05-18 17:39
1628 | Metz Solar Farm |  | Metz ProjectCo Pty Ltd as trustee for Metz ProjectCo Trust | METZSF | NSW1 | 115 | 162801 | Metz Solar Farm | Solar PV | Single Axis Tracking |  | METZSF1 | Semi-scheduled | 54 | 2.5 | 2.13 | 135 | 115.02 |  | In Service |  | 2052 |  | 2026-03-10 | 2026-03-20 18:10 | 115.02 | 111.726 | 107.082 | 115.02 | 111.726 | 107.082 | 115.02 | 111.726 | 107.082 | 115.02 | 111.726 | 107.082 | 115.02 | 111.726 | 107.082 | 115.02 | 111.726 | 107.082 | 115.02 | 111.726 | 107.082 | 115.02 | 111.726 | 107.082 | 115.02 | 111.726 | 107.082 | 115.02 | 111.726 | 107.082
3067 | Middle Creek Renewable Energy Hub - Wind | Q00237 | Cubico Sustainable Investments Australia Pty Ltd | cubico_nr | QLD1 | 750 | 306701 | MCBS_GU1 | Battery Storage | Lithium-ion |  |  | Scheduled | 1 |  | 750 |  | 750 |  | Publicly Announced |  |  |  | 2026-03-10 | 2026-06-17 14:56
3067 | Middle Creek Renewable Energy Hub - Wind | Q00237 | Cubico Sustainable Investments Australia Pty Ltd | cubico_nr | QLD1 | 750 | 306702 | MCWF_GU1 | Wind | Onshore |  |  | Semi-scheduled | 1 |  | 750 |  | 750 |  | Publicly Announced |  |  |  | 2026-03-10 | 2026-06-17 14:56
3267 | Middle Hut BESS - KCI | V00193 | Middle Hut Storage Pty Ltd |  | VIC1 | 800 | 326701 | Middle Hut BESS | Battery Storage | Lithium-ion |  |  | Scheduled | 1 |  | 800 |  | 800 |  | Publicly Announced |  |  |  | 2026-03-10 | 2026-04-15 12:38
2430 | Middlebrook Solar And BESS | N00071 | Middlebrook Solar Farm Pty Ltd as trustee for MSF Project Trust | totalenergies_nr | NSW1 | 420 | 243001 | MSF_BES | Battery Storage | Lithium-ion |  |  | Scheduled | 126 | 2.59 | 2.54 | 326.34 | 320.04 | 1280.16 | Anticipated | 2029-12-14 | 2064 |  | 2026-12-05 | 2026-05-21 14:38 | 0 | 0 | 0 | 0 | 0 | 0 | 0 | 0 | 0 | 210 | 210 | 202.71 | 210 | 210 | 202.71 | 210 | 210 | 202.71 | 210 | 210 | 202.71 | 210 | 210 | 202.71 | 210 | 210 | 202.71 | 210 | 210 | 202.71 | 0 | 0 | 0 | 0 | 0 | 0 | 1280 | 1235.56 | 1280 | 1235.56 | 1280 | 1235.56 | 1280 | 1235.56 | 1280 | 1235.56 | 1280 | 1235.56 | 1280 | 1235.56
2430 | Middlebrook Solar And BESS | N00071 | Middlebrook Solar Farm Pty Ltd as trustee for MSF Project Trust | totalenergies_nr | NSW1 | 420 | 243002 | MSF_SF | Solar PV | Single Axis Tracking |  |  | Semi-scheduled | 102 | 3.2 | 3.14 | 326.4 | 320.28 |  | Anticipated | 2029-12-14 | 2064 |  | 2026-12-05 | 2026-05-21 14:38 | 0 | 0 | 0 | 0 | 0 | 0 | 0 | 0 | 0 | 210 | 210 | 202.71 | 210 | 210 | 202.71 | 210 | 210 | 202.71 | 210 | 210 | 202.71 | 210 | 210 | 202.71 | 210 | 210 | 202.71 | 210 | 210 | 202.71
1537 | Middlemount Solar Farm |  | Capricorn SF No1 Pty Ltd | CAPRISF | QLD1 | 26 | 153702 | MIDDLESF | Solar PV | Single Axis Tracking |  | MIDDLSF1 | Semi-scheduled | 12 | 2.82 | 2.5 | 33.84 | 30 |  | In Service |  | 2050 |  | 2026-03-10 | 2026-03-25 12:45 | 26 | 26 | 26 | 26 | 26 | 26 | 26 | 26 | 26 | 26 | 26 | 26 | 26 | 26 | 26 | 26 | 26 | 26 | 26 | 26 | 26 | 26 | 26 | 26 | 26 | 26 | 26 | 26 | 26 | 26
2091 | Midlands Hydro |  | TBA |  | TAS1 | 6 | 209101 | Midlands | Hydro | Dam |  |  | Non-scheduled | 1 |  | 6 |  | 6 |  | In Service |  |  |  | 2026-03-10 | 2022-09-27 00:57
3043 | Midwest BESS | N00232 | Midwest Solar Pty Ltd | midwest_nr | NSW1 | 53 | 304301 | MWBS_GU1 | Battery Storage | Lithium-ion |  |  | Scheduled | 1 |  | 53 |  | 53 |  | Publicly Announced |  |  |  | 2025-09-01 | 2025-07-04 00:26
3042 | Midwest Solar Farm | N00232 | Midwest Solar Pty Ltd | midwest_nr | NSW1 | 76 | 304201 | MWSF_GU1 | Solar PV | Fixed |  |  | Semi-scheduled | 18 |  | 4.2 |  | 75.6 |  | Publicly Announced |  |  |  | 2025-09-01 | 2025-07-04 00:26
2439 | Miles BESS Project | Q00093 | TBSOL | TBSOL | QLD1 | 500 | 243901 | MBP | Battery Storage | Lithium-ion |  |  | Scheduled | 1 | 500 | 500 | 500 | 500 | 2000 | Publicly Announced | 2030-07-01 | 2050 |  | 2026-03-10 | 2026-04-10 14:18
1576 | Miles Solar Project | Q00090 | Vena Energy | TBSOL | QLD1 | 500 | 157601 | MSP | Solar PV | Fixed |  |  | Semi-scheduled | 1 | 620 | 500 | 620 | 500 |  | Publicly Announced | 2030-07-01 | 2055 |  | 2026-03-10 | 2026-05-20 14:47
2385 | Millmerran BESS - Storage | Q00061 | Millmerran Power Partners | genuity_NR | QLD1 | 200 | 238501 | MBS_GU1 | Battery Storage | Lithium-ion |  |  | Scheduled | 1 | 250 | 200 | 250 | 200 | 400 | Publicly Announced | 2029-06-30 | 2049 |  | 2026-03-10 | 2026-03-30 17:06
1134 | Millmerran Power Plant |  | Millmerran Power Partners | genuity_NR | QLD1 | 852 | 113401 | Millmerran:1 | Coal | Black Coal |  | MPP_1 | Scheduled | 1 |  | 426 |  | 426 |  | In Service |  | 2051 |  | 2026-03-10 | 2026-03-10 14:17 | 426 | 400 | 335 | 426 | 400 | 335 | 426 | 400 | 335 | 426 | 400 | 335 | 426 | 400 | 335 | 426 | 400 | 335 | 426 | 400 | 335 | 426 | 400 | 335 | 426 | 400 | 335 | 426 | 400 | 335
1134 | Millmerran Power Plant |  | Millmerran Power Partners | genuity_NR | QLD1 | 852 | 113402 | Millmerran:2 | Coal | Black Coal |  | MPP_2 | Scheduled | 1 |  | 426 |  | 426 |  | In Service |  | 2051 |  | 2026-03-10 | 2026-03-10 14:17 | 426 | 400 | 335 | 426 | 400 | 335 | 426 | 400 | 335 | 426 | 400 | 335 | 426 | 400 | 335 | 426 | 400 | 335 | 426 | 400 | 335 | 426 | 400 | 335 | 426 | 400 | 335 | 426 | 400 | 335
2384 | Millmerran Wind Farm | Q00061 | Millmerran Power Partners | genuity_NR | QLD1 | 250 | 238401 | MWF_GU1 | Wind | Onshore |  |  | Semi-scheduled | 42 | 6.5 | 6 | 273 | 252 |  | Publicly Announced | 2030-06-30 | 2055 |  | 2026-03-10 | 2026-03-30 16:59
2977 | Milpulling Wind Farm |  | Milpulling Wind Farm Pty Ltd | goldwindaustralia_NR | NSW1 | 400 | 297701 | MILPWF1 | Wind | Onshore |  |  | Semi-scheduled | 54 | 8 | 8 | 432 | 432 |  | Publicly Announced | 2029-11-30 | 2064 |  | 2026-12-05 | 2026-05-19 12:13
3259 | Minimbah BESS - KCI | N00292 | CleanGen Development Pty Ltd | cleangen_nr | NSW1 | 125 | 325901 | Minimbah BESS | Battery Storage | Lithium-ion |  |  | Scheduled | 25 | 5 | 5 | 125 | 125 | 500 | Publicly Announced | 2028-12-14 | 2155 |  | 2026-03-10 | 2026-06-17 16:52
1135 | Mintaro GT |  | Synergen Power Pty Ltd | PEAKCO | SA1 | 90 | 113501 | Mintaro GT:1 | Gas Turbine | OCGT | Natural Gas | MINTARO | Scheduled | 1 |  | 90 |  | 90 |  | In Service |  | 2030 |  | 2026-03-10 | 2026-04-02 13:36 | 90 | 73 | 68 | 90 | 73 | 68 | 90 | 73 | 68 | 90 | 73 | 68 | 90 | 73 | 68 | 0 | 0 | 0 | 0 | 0 | 0 | 0 | 0 | 0 | 0 | 0 | 0 | 0 | 0 | 0
2606 | Miriam Vale Solar Farm And BESS - A | Q00125 | Private Energy Partners Pty Ltd | pep_nr | QLD1 | 300 | 260601 | MVBS_GU1 | Battery Storage | Lithium-ion |  |  | Scheduled | 1 |  | 100 |  | 100 | 100 | Publicly Announced | 2030-03-29 | 2055 |  | 2026-03-10 | 2026-03-27 16:58
2606 | Miriam Vale Solar Farm And BESS - A | Q00125 | Private Energy Partners Pty Ltd | pep_nr | QLD1 | 300 | 260602 | MVSF_GU1 | Solar PV | Single Axis Tracking |  |  | Semi-scheduled | 1 |  | 200 |  | 200 |  | Publicly Announced | 2030-03-29 | 2055 |  | 2026-03-10 | 2026-03-27 16:58
2885 | Miriam Vale Solar Farm And BESS - B | Q00185 | Private Energy Partners Pty Ltd | pep_nr | QLD1 | 300 | 288501 | MVBS_GU2 | Battery Storage | Lithium-ion |  |  | Scheduled | 1 |  | 100 |  | 100 | 100 | Publicly Announced | 2030-03-29 | 2055 |  | 2026-03-10 | 2026-03-27 17:08
2885 | Miriam Vale Solar Farm And BESS - B | Q00185 | Private Energy Partners Pty Ltd | pep_nr | QLD1 | 300 | 288502 | MVSF_GU2 | Solar PV | Single Axis Tracking |  |  | Semi-scheduled | 1 |  | 200 |  | 200 |  | Publicly Announced | 2030-03-29 | 2055 |  | 2026-03-10 | 2026-03-27 17:08
3263 | Miskelly BESS - KCI | N00295 | MISKELLY BESS PROJECT PTY LTD |  | NSW1 | 500 | 326301 | Miskelly BESS | Battery Storage | Lithium-ion |  |  | Scheduled | 1 |  | 500 |  | 500 |  | Publicly Announced |  |  |  | 2026-03-10 | 2026-04-15 12:40
2668 | Moah Creek Solar Farm | Q00138 | Moah Creek Solar Development Co Pty Ltd | res-group_NR | QLD1 | 350 | 266801 | MCSF_GU1 | Solar PV | Single Axis Tracking |  |  | Semi-scheduled | 136 | 2.68 | 2.68 | 364.48 | 364.48 |  | Publicly Announced | 2030-12-01 | 2059 |  | 2026-03-10 | 2026-05-25 18:05
2253 | Moah Creek Wind Farm | Q00040 | Moah Creek Wind Farm Project Co Pty Ltd as trustee for the Moah Creek Wind Farm Project Trust | res-group_NR | QLD1 | 360 | 225301 | MOAHCKWF | Wind | Onshore |  |  | Semi-scheduled | 60 | 6 | 6 | 360 | 360 |  | Anticipated | 2029-12-28 | 2059 |  | 2026-12-05 | 2026-06-01 15:36 | 0 | 0 | 0 | 0 | 0 | 0 | 0 | 0 | 0 | 0 | 360 | 360 | 360 | 360 | 360 | 360 | 360 | 360 | 360 | 360 | 360 | 360 | 360 | 360 | 360 | 360 | 360 | 360 | 360 | 360
1527 | Moama Solar Farm |  | Moama Propertyco Pty Ltd as trustee for the Moama Property Trust | mrenewables_nr | NSW1 | 30 | 152701 | Moama Solar Farm:Units 1-5 | Solar PV | Single Axis Tracking |  |  | Semi-scheduled | 5 | 4 | 3.55 | 20 | 17.75 |  | Anticipated | 2028-08-01 | 2067 |  | 2026-12-05 | 2026-05-28 15:25 | 0 | 0 | 0 | 0 | 0 | 0 | 15 | 15 | 15 | 15 | 15 | 15 | 15 | 15 | 15 | 15 | 15 | 15 | 15 | 15 | 15 | 15 | 15 | 15 | 15 | 15 | 15 | 15 | 15 | 15
1527 | Moama Solar Farm |  | Moama Propertyco Pty Ltd as trustee for the Moama Property Trust | mrenewables_nr | NSW1 | 30 | 152702 | Moama Solar Farm:Units 6-10 | Solar PV | Single Axis Tracking |  |  | Semi-scheduled | 5 | 4 | 3.55 | 20 | 17.75 |  | Anticipated | 2028-08-01 | 2067 |  | 2026-12-05 | 2026-05-28 15:25 | 0 | 0 | 0 | 0 | 0 | 0 | 15 | 15 | 15 | 15 | 15 | 15 | 15 | 15 | 15 | 15 | 15 | 15 | 15 | 15 | 15 | 15 | 15 | 15 | 15 | 15 | 15 | 15 | 15 | 15
2552 | Mobilong BESS | S00052 | Mobilong ProjectCo Pty Ltd | akayshaenergy_NR | SA1 | 150 | 255201 | MBS_GU1 | Battery Storage | Lithium-ion |  |  | Scheduled | 96 | 1.56 | 1.56 | 149.76 | 149.76 | 600 | Publicly Announced | 2030-12-29 | 2065 |  | 2026-12-05 | 2026-05-25 10:22
1999 | Mokoan Solar Farm |  | EE Solar 6 Pty Ltd as trustee for EE Solar 6 Trust | europeanenergy_nr | VIC1 | 46 | 199901 | MOKOANSF | Solar PV | Single Axis Tracking |  | MOKOSF1 | Semi-scheduled | 1 | 46.88 | 46 | 46.88 | 46 |  | In Service |  | 2055 |  | 2026-12-05 | 2026-05-06 12:39 | 43 | 46 | 46 | 43 | 46 | 46 | 43 | 46 | 46 | 43 | 46 | 46 | 43 | 46 | 46 | 43 | 46 | 46 | 43 | 46 | 46 | 43 | 46 | 46 | 43 | 46 | 46 | 43 | 46 | 46
2996 | Mologa Solar Hybrid (PV + BESS) | V00178 | Potentia Energy Pty Ltd | enel_NR | VIC1 | 250 | 299601 | MLBS_GU1 | Battery Storage | Lithium-ion |  |  | Scheduled | 68 | 4.6 | 4.6 | 312.8 | 312.8 | 1459.28 | Publicly Announced | 2030-01-15 | 2055 |  | 2026-03-10 | 2026-05-25 15:47
2996 | Mologa Solar Hybrid (PV + BESS) | V00178 | Potentia Energy Pty Ltd | enel_NR | VIC1 | 250 | 299602 | MLS_GU1 | Solar PV | Single Axis Tracking |  |  | Semi-scheduled | 76 | 4.22 | 4.4 | 320.72 | 334.4 |  | Publicly Announced | 2030-01-15 | 2065 |  | 2026-03-10 | 2026-05-25 15:47
2819 | Molong BESS | N00189 | StorEnergy 3 Pty Ltd | storenergy_nr | NSW1 | 150 | 281901 | MLBS_GU1 | Battery Storage | Lithium-ion |  |  | Scheduled | 50 | 3 | 3 | 150 | 150 | 729 | Publicly Announced | 2028-07-01 | 2057 |  | 2026-12-05 | 2026-05-12 08:44
1641 | Molong Solar Farm |  | Molong Operations co Pty Ltd ATF Molong Operations Trust | reveraenergy_nr | NSW1 | 30 | 164101 | 1896 | Solar PV | Single Axis Tracking |  | MOLNGSF1 | Semi-scheduled | 22 | 1.77 | 1.64 | 38.94 | 36.08 |  | In Service |  | 2045 |  | 2026-03-10 | 2026-03-31 09:49 | 30 | 30 | 27 | 30 | 30 | 27 | 30 | 30 | 27 | 30 | 30 | 27 | 30 | 30 | 27 | 30 | 30 | 27 | 30 | 30 | 27 | 30 | 30 | 27 | 30 | 30 | 27 | 30 | 30 | 27
2366 | Monash Solar Farm - KCI | S00001 | 1265 Warnecke Rd Pty Ltd |  | SA1 | 100 | 236601 | MSF_GU1 | Solar PV | Fixed |  |  | Semi-scheduled | 1 |  | 100 |  | 100 |  | Publicly Announced |  |  |  | 2026-03-10 | 2023-01-19 07:06
2853 | Monduran BESS | Q00186 | Eku Energy Projects (Australia) Pty Ltd as trustee for the Eku Energy Projects (Australia) Trust | ekuenergy_nr | QLD1 | 300 | 285301 | MDBS_GU1 | Battery Storage | Lithium-ion |  |  | Scheduled | 68 | 6.9 | 6.9 | 469.2 | 469.2 | 1364.08 | Publicly Announced | 2030-06-30 | 2050 |  | 2026-12-05 | 2026-05-25 11:32
2364 | Moonah Solar Farm - KCI | V00056 | Venn Energy Pty Ltd / Moonah Solar Project Pty Ltd | vennenergy_nr | VIC1 | 150 | 236401 | MSF_GU1 | Solar PV | Single Axis Tracking |  |  | Semi-scheduled | 42 | 4.3 | 4.2 | 180.6 | 176.4 |  | Publicly Announced | 2029-12-26 | 2059 |  | 2026-12-05 | 2026-05-07 10:03
2398 | Moorabool BESS |  | Storenergy | storenergy_nr | VIC1 | 300 | 239801 | MOORBESS | Battery Storage | Lithium-ion |  |  | Scheduled | 280 | 1.07 | 1.07 | 299.6 | 299.6 | 1201.2 | Publicly Announced | 2027-07-01 | 2052 |  | 2026-12-05 | 2026-05-12 08:49
1425 | Moorabool Wind Farm |  | Moorabool Wind Farm Interface Company Pty Ltd | goldwindaustralia_NR | VIC1 | 305 | 142502 | MOORAWF | Wind | Onshore |  | MOORAWF1 | Semi-scheduled | 104 |  | 3 |  | 312 |  | In Service |  | 2044 |  | 2026-12-05 | 2026-06-04 11:25 | 304.72 | 304.72 | 304.72 | 304.72 | 304.72 | 304.72 | 304.72 | 304.72 | 304.72 | 304.72 | 304.72 | 304.72 | 304.72 | 304.72 | 304.72 | 304.72 | 304.72 | 304.72 | 304.72 | 304.72 | 304.72 | 304.72 | 304.72 | 304.72 | 304.72 | 304.72 | 304.72 | 304.72 | 304.72 | 304.72
2216 | Moorebank Logistics Park Project | N00087 | Energy Bay Fund Management |  | NSW1 | 120 | 221601 | MSF_BS1 | Battery Storage | Lithium-ion |  |  | Scheduled | 1 |  | 200 |  | 200 |  | Publicly Announced |  |  |  | 2026-03-10 | 2023-01-19 17:31
2216 | Moorebank Logistics Park Project | N00087 | Energy Bay Fund Management |  | NSW1 | 120 | 221602 | MSF_GU1 | Solar PV | Fixed |  |  | Semi-scheduled | 60 |  | 2 |  | 120 |  | Publicly Announced |  |  |  | 2026-03-10 | 2023-01-19 17:31
1250 | Moranbah Generation Project | Q00208 | SUSTAINABLE ENERGY INFRASTRUCTURE | sustainable_NR | QLD1 | 13 | 125001 | Moranbah Generation Project:1-8 | Gas Turbine | Other | Landfill Gas |  | Non-scheduled | 8 |  | 1.57 |  | 12.56 |  | In Service |  |  |  |  | 2026-04-20 11:47
1136 | Moranbah North |  | EDL Projects Australia Pty Ltd | MBAHNTH | QLD1 | 63 | 113601 | Moranbah North:1-21 | Other | Other | Landfill Gas | MBAHNTH | Non-scheduled | 21 |  | 3.04 |  | 63.84 |  | In Service |  | 2038 |  | 2026-03-10 | 2026-03-27 16:08
3292 | Moranbah Solar Farm and BESS |  | Moranbah Solar Pty Ltd | grupocobra_nr | QLD1 | 145 | 329201 | Moranbah Solar | Solar PV | Single Axis Tracking |  |  | Semi-scheduled | 43 | 4.66 | 4.2 | 200.38 | 180.6 |  | Publicly Announced | 2029-12-31 | 2055 |  |  | 2026-06-18 10:00
3292 | Moranbah Solar Farm and BESS |  | Moranbah Solar Pty Ltd | grupocobra_nr | QLD1 | 145 | 329202 | Moranbah Solar BESS | Battery Storage | Lithium-ion |  |  | Scheduled | 18 | 4.02 | 3.62 | 72.36 | 65.16 | 260.64 | Publicly Announced | 2029-12-31 | 2056 |  |  | 2026-06-18 10:00
2574 | Moree BESS | N00135 | AE BESS 2 PTY LTD AS TRUSTEE FOR AE BESS 2 UNIT TRUST | avenisenergy_NR | NSW1 | 120 | 257401 | MBS_GU1 | Battery Storage | Lithium-ion |  |  | Scheduled | 1 | 120 | 120 | 120 | 120 | 480 | Publicly Announced | 2027-06-30 | 2045 |  | 2026-03-10 | 2026-03-10 13:36
1318 | Moree Solar Farm |  | Moree Solar Farm Pty Ltd | MOREEAC | NSW1 | 56 | 131801 | Moree Solar Farm:1-56 | Solar PV | Single Axis Tracking |  | MOREESF1 | Semi-scheduled | 56 | 1 | 1 | 56 | 56 |  | In Service |  | 2046 |  | 2026-03-10 | 2026-03-20 17:57 | 56 | 56 | 56 | 56 | 56 | 56 | 56 | 56 | 56 | 56 | 56 | 56 | 56 | 56 | 56 | 56 | 56 | 56 | 56 | 56 | 56 | 56 | 56 | 56 | 56 | 56 | 56 | 56 | 56 | 56
2612 | Moreton Hill Wind Farm | V00116 | Moreton Hill Wind Farm Nominees Pty Ltd | squadronenergy_NR | VIC1 | 387.6 | 261201 | MHWF_GU1 | Wind | Onshore |  |  | Semi-scheduled | 57 |  | 6.8 |  | 387.6 |  | Publicly Announced | 2030-07-01 | 2059 |  | 2026-03-10 | 2026-03-27 16:05
2417 | Morgan Battery |  | Origin Energy Limited | BORAL | SA1 | 30 | 241701 | MBS_GU1 | Battery Storage | Lithium-ion |  |  | Scheduled | 1 |  | 30 |  | 30 |  | Publicly Announced |  |  |  | 2026-03-10 | 2026-03-27 13:08
2733 | Morgan Long Duration Energy Storage - KCI | S00062 | Origin Energy | originenergy_NR | SA1 | 40 | 273301 | MGBS_GU1 | Battery Storage | Lithium-ion |  |  | Scheduled | 1 |  | 40 |  | 40 |  | Publicly Announced |  |  |  | 2026-03-10 | 2026-03-27 14:24
2548 | Morgan Solar | S00037 | Green Gold Energy Pty Ltd | greengoldenergy_NR | SA1 | 108 | 254801 | MSF_GU1 | Solar PV | Fixed |  |  | Semi-scheduled | 20 | 6.94 | 6.8 | 138.8 | 136 |  | Publicly Announced | 2028-01-08 | 2056 |  | 2026-12-05 | 2026-06-01 14:54
2548 | Morgan Solar | S00037 | Green Gold Energy Pty Ltd | greengoldenergy_NR | SA1 | 108 | 254802 | Morgan Battery | Battery Storage | Lithium-ion |  |  | Scheduled | 20 | 6.94 | 6.8 | 138.8 | 136 | 55 | Publicly Announced | 2028-01-08 | 2055 |  | 2026-12-05 | 2026-06-01 14:54
1849 | Morgan To Whyalla Pipeline No 1 PS And Water Filtration Plant |  | South Australian Water Corporation | SAWCML | SA1 | 5.5 | 184902 | MWPS1PV1 | Solar PV | Single Axis Tracking |  | MWPS1PV1 | Semi-scheduled | 2 |  | 2.75 |  | 5.5 |  | In Service |  | 2041 |  | 2026-03-10 | 2026-03-17 10:36 | 4.56 | 4.2 | 4.1 | 4.56 | 4.2 | 4.1 | 4.56 | 4.2 | 4.1 | 4.56 | 4.2 | 4.1 | 4.56 | 4.2 | 4.1 | 4.56 | 4.2 | 4.1 | 4.56 | 4.2 | 4.1 | 4.56 | 4.2 | 4.1 | 4.56 | 4.2 | 4.1 | 4.56 | 4.2 | 4.1
1850 | Morgan To Whyalla Pipeline No 2 PS |  | South Australian Water Corporation | SAWCML | SA1 | 5.5 | 185001 | MWPS2PV1 | Solar PV | Single Axis Tracking |  | MWPS2PV1 | Semi-scheduled | 2 |  | 2.75 |  | 5.5 |  | In Service |  | 2041 |  | 2026-03-10 | 2026-03-17 10:41 | 4.56 | 4.2 | 4.1 | 4.56 | 4.2 | 4.1 | 4.56 | 4.2 | 4.1 | 4.56 | 4.2 | 4.1 | 4.56 | 4.2 | 4.1 | 4.56 | 4.2 | 4.1 | 4.56 | 4.2 | 4.1 | 4.56 | 4.2 | 4.1 | 4.56 | 4.2 | 4.1 | 4.56 | 4.2 | 4.1
1851 | Morgan To Whyalla Pipeline No 3 PS |  | South Australian Water Corporation | SAWCML | SA1 | 7.5 | 185102 | MWPS3PV1 | Solar PV | Single Axis Tracking |  | MWPS3PV1 | Semi-scheduled | 3 |  | 2.5 |  | 7.5 |  | In Service |  | 2041 |  | 2026-03-10 | 2026-03-17 10:25 | 6.21 | 5.9 | 5.73 | 6.21 | 5.9 | 5.73 | 6.21 | 5.9 | 5.73 | 6.21 | 5.9 | 5.73 | 6.21 | 5.9 | 5.73 | 6.21 | 5.9 | 5.73 | 6.21 | 5.9 | 5.73 | 6.21 | 5.9 | 5.73 | 6.21 | 5.9 | 5.73 | 6.21 | 5.9 | 5.73
1852 | Morgan To Whyalla Pipeline No 4 PS |  | South Australian Water Corporation | SAWCML | SA1 | 5.5 | 185201 | MWPS4PV1 | Solar PV | Single Axis Tracking |  | MWPS4PV1 | Semi-scheduled | 2 |  | 2.75 |  | 5.5 |  | In Service |  | 2041 |  | 2026-03-10 | 2026-03-17 10:19 | 4.56 | 4.2 | 4.1 | 4.56 | 4.2 | 4.1 | 4.56 | 4.2 | 4.1 | 4.56 | 4.2 | 4.1 | 4.56 | 4.2 | 4.1 | 4.56 | 4.2 | 4.1 | 4.56 | 4.2 | 4.1 | 4.56 | 4.2 | 4.1 | 4.56 | 4.2 | 4.1 | 4.56 | 4.2 | 4.1
1945 | Mornington BESS | V00003 | Mornington BESS Project Pty Ltd as Trustee of Mornington BESS Project Trust | valent-energy_nr | VIC1 | 240 | 194501 | Mornington BESS 1 | Battery Storage | Lithium-ion |  | MRNBESS1 | Scheduled | 1 | 1 | 240 | 1 | 240 | 590 | Committed | 2026-07-31 | 2046 |  | 2026-12-05 | 2026-05-18 17:33 | 240 | 240 | 240 | 240 | 240 | 240 | 240 | 240 | 240 | 240 | 240 | 240 | 240 | 240 | 240 | 240 | 240 | 240 | 240 | 240 | 240 | 240 | 240 | 240 | 240 | 240 | 240 | 240 | 240 | 240 | 590 | 590 | 590 | 590 | 590 | 590 | 590 | 590 | 590 | 590 | 590 | 590 | 590 | 590 | 590 | 590 | 590 | 590 | 590 | 590
1139 | Mortlake |  | Origin Energy Power Limited | BORAL | VIC1 | 584 | 113901 | MortEx21 | Gas Turbine | OCGT | Natural Gas |  | Scheduled | 1 |  | 50 |  | 50 |  | Publicly Announced |  |  |  | 2026-03-10 | 2026-03-30 10:52
1139 | Mortlake |  | Origin Energy Power Limited | BORAL | VIC1 | 584 | 113902 | MortEx22 | Gas Turbine | OCGT | Natural Gas |  | Scheduled | 1 |  | 50 |  | 50 |  | Publicly Announced |  |  |  | 2026-03-10 | 2026-03-30 10:52
1139 | Mortlake |  | Origin Energy Power Limited | BORAL | VIC1 | 584 | 113903 | MortEx23 | Gas Turbine | OCGT | Natural Gas |  | Scheduled | 1 |  | 50 |  | 50 |  | Publicly Announced |  |  |  | 2026-03-10 | 2026-03-30 10:52
1139 | Mortlake |  | Origin Energy Power Limited | BORAL | VIC1 | 584 | 113904 | MortEx24 | Gas Turbine | OCGT | Natural Gas |  | Scheduled | 1 |  | 50 |  | 50 |  | Publicly Announced |  |  |  | 2026-03-10 | 2026-03-30 10:52
1139 | Mortlake |  | Origin Energy Power Limited | BORAL | VIC1 | 584 | 113905 | Mortlake:1 | Gas Turbine | OCGT | Natural Gas | MORTLK11 | Scheduled | 1 |  | 292 |  | 292 |  | In Service |  | 2052 |  | 2026-03-10 | 2026-03-30 10:52 | 292 | 266 | 257 | 292 | 266 | 257 | 292 | 266 | 257 | 292 | 266 | 257 | 292 | 266 | 257 | 292 | 266 | 257 | 292 | 266 | 257 | 292 | 266 | 257 | 292 | 266 | 257 | 292 | 266 | 257
1139 | Mortlake |  | Origin Energy Power Limited | BORAL | VIC1 | 584 | 113906 | Mortlake:2 | Gas Turbine | OCGT | Natural Gas | MORTLK12 | Scheduled | 1 |  | 292 |  | 292 |  | In Service |  | 2052 |  | 2026-03-10 | 2026-03-30 10:52 | 292 | 266 | 257 | 292 | 266 | 257 | 292 | 266 | 257 | 292 | 266 | 257 | 292 | 266 | 257 | 292 | 266 | 257 | 292 | 266 | 257 | 292 | 266 | 257 | 292 | 266 | 257 | 292 | 266 | 257
1882 | Mortlake Battery | V00018 | BORAL | BORAL | VIC1 | 300 | 188201 | MRTLKBT | Battery Storage | Lithium-ion |  | MLB01 | Scheduled | 1 | 300 | 300 | 300 | 300 | 650 | In Commissioning | 2026-07-31 | 2056 |  | 2026-12-05 | 2026-06-11 15:06 | 250 | 300 | 300 | 300 | 300 | 300 | 300 | 300 | 300 | 300 | 300 | 300 | 300 | 300 | 300 | 300 | 300 | 300 | 300 | 300 | 300 | 300 | 300 | 300 | 300 | 300 | 300 | 300 | 300 | 300 | 650 | 650 | 650 | 650 | 650 | 650 | 650 | 650 | 650 | 650 | 650 | 650 | 650 | 650 | 650 | 650 | 650 | 650 | 650 | 650
3264 | Mortlake BESS 2 - KCI | V00202 | Origin Energy Electricity Limited | BORAL | VIC1 | 500 | 326402 | MRTLKBT2 | Battery Storage | Lithium-ion |  |  | Scheduled | 1 | 500 | 500 | 500 | 500 | 4000 | Publicly Announced | 2028-12-31 | 2058 |  |  | 2026-05-22 09:51
2022 | Mortlake Energy Hub | V00077 | Yanara Australia Pty Ltd | Yanara_NR | VIC1 | 300 | 202201 | 1 | Battery Storage | Lithium-ion |  |  | Scheduled | 72 | 4.39 | 4.39 | 316.08 | 316.08 | 1440 | Anticipated | 2028-08-30 | 2068 |  | 2026-12-05 | 2026-05-26 15:45 | 0 | 0 | 0 | 0 | 0 | 0 | 176.88 | 268.056 | 268.056 | 268.056 | 268.056 | 268.056 | 268.056 | 268.056 | 268.056 | 268.056 | 268.056 | 268.056 | 268.056 | 268.056 | 268.056 | 268.056 | 268.056 | 268.056 | 268.056 | 268.056 | 268.056 | 268.056 | 268.056 | 268.056 | 0 | 0 | 0 | 0 | 800 | 1200 | 1236 | 1236 | 1209 | 1209 | 1185 | 1185 | 1127 | 1127 | 1109 | 1109 | 1094 | 1094 | 1078 | 1078
2022 | Mortlake Energy Hub | V00077 | Yanara Australia Pty Ltd | Yanara_NR | VIC1 | 300 | 202202 | 2 | Solar PV | Single Axis Tracking |  |  | Semi-scheduled | 76 | 5.72 | 4.39 | 434.72 | 333.64 |  | Anticipated | 2028-08-30 | 2068 |  | 2026-12-05 | 2026-05-26 15:45 | 0 | 0 | 0 | 0 | 0 | 0 | 197.98 | 299.972 | 299.972 | 290 | 299.972 | 299.972 | 299.972 | 299.972 | 299.972 | 299.972 | 299.972 | 299.972 | 299.972 | 299.972 | 299.972 | 299.972 | 299.972 | 299.972 | 299.972 | 299.972 | 299.972 | 299.972 | 299.972 | 299.972
3261 | Mortlake Energy Hub Stage 2 - KCI | V00198 | BRIGHTNIGHT AUSTRALIA PTY LTD | Yanara_NR | VIC1 | 500 | 326101 | Mortlake Energy Hub Stage 2 | Battery Storage | Lithium-ion |  |  | Scheduled | 1 |  | 500 |  | 500 |  | Publicly Announced |  |  |  | 2026-03-10 | 2026-04-08 09:26
3241 | Mortlake Power Station 2 |  | Origin | BORAL | VIC1 | 385 | 324101 | MPS2 | Gas Turbine | CCGT | Natural Gas |  | Scheduled | 1 |  | 385 |  | 385 |  | Publicly Announced | 2028-12-31 | 2068 |  | 2026-03-10 | 2026-05-22 15:16
1138 | Mortlake South Wind Farm |  | Mortlake South Wind Farm Pty Ltd | acciona_NR | VIC1 | 153 | 113801 | Mortlake South:1-35 | Wind | Onshore |  | MRTLSWF1 | Semi-scheduled | 35 | 4.5 | 4.5 | 157.5 | 157.5 |  | In Service |  | 2047 |  | 2026-03-10 | 2026-03-12 16:35 | 152.985 | 152.985 | 0 | 152.985 | 152.985 | 0 | 152.985 | 152.985 | 0 | 152.985 | 152.985 | 0 | 152.985 | 152.985 | 0 | 152.985 | 152.985 | 0 | 152.985 | 152.985 | 0 | 152.985 | 152.985 | 0 | 152.985 | 152.985 | 0 | 152.985 | 152.985 | 0
1331 | Mortons Lane Wind Farm |  | Prime Renewables Pty Ltd | primerenewables_nr | VIC1 | 20.3 | 133101 | Mortons Lane Wind Farm:Units 1- 13 | Wind | Onshore |  | MLWF1 | Significant Non-scheduled | 13 |  | 1.5 |  | 19.5 |  | In Service |  | 2035 |  | 2026-12-05 | 2026-06-04 21:20
2654 | Morwell BESS | V00137 | TagEnergy Australia Pty Ltd | tagenergy_nr | VIC1 | 1000 | 265401 | MOBS_GU1 | Battery Storage | Lithium-ion |  |  | Scheduled | 280 | 4.5 | 3.6 | 1260 | 1008 | 4029.2 | Publicly Announced | 2029-07-02 | 2059 |  | 2026-12-05 | 2026-05-18 11:09
2970 | Mount Britton BESS1 |  | firmpower_NR | agl_nr | QLD1 | 250 | 297001 | MB1B_GU1 | Battery Storage | Lithium-ion |  |  | Scheduled | 1 |  | 377.54 |  | 377.54 | 1000 | Publicly Announced |  |  |  | 2026-12-05 | 2026-05-22 13:45
2971 | Mount Britton BESS2 |  | firmpower_NR | agl_nr | QLD1 | 250 | 297101 | MB2B_GU1 | Battery Storage | Lithium-ion |  |  | Scheduled | 1 |  | 377.54 |  | 377.54 | 1000 | Publicly Announced |  |  |  | 2026-03-10 | 2026-05-22 13:44
1258 | Mount Emerald |  | Ratch Australia | TOORAWF | QLD1 | 178.2 | 125801 | Mount Emerald:Units 1-53 | Wind | Onshore |  | MEWF1 | Semi-scheduled | 53 |  | 3.41 |  | 180.73 |  | In Service |  | 2043 |  | 2026-03-10 | 2026-05-19 13:48 | 180.465 | 180.465 | 166.95 | 180.465 | 180.465 | 166.95 | 180.465 | 180.465 | 166.95 | 180.465 | 180.465 | 166.95 | 180.465 | 180.465 | 166.95 | 180.465 | 180.465 | 166.95 | 180.465 | 180.465 | 166.95 | 180.465 | 180.465 | 166.95 | 180.465 | 180.465 | 166.95 | 180.465 | 180.465 | 166.95
2655 | Mount Fyans Wind Farm | V00138 | Woolnorth Wind Farm Holding Pty Ltd | HTWIND | VIC1 | 550 | 265501 | MFWF_GU1 | Wind | Onshore |  |  | Semi-scheduled | 81 |  | 6.8 |  | 550.8 |  | Publicly Announced | 2032-07-05 | 2060 |  | 2026-03-10 | 2026-05-21 13:31
3065 | Mount Hopeful BESS |  | Neoen Australia Pty Ltd | neoen_NR | QLD1 | 300 | 306501 | MHBESS | Battery Storage | Lithium-ion |  |  | Scheduled | 1 | 430 | 430 | 430 | 430 | 1720 | Publicly Announced | 2029-12-31 | 2054 |  | 2026-03-10 | 2025-12-23 12:20
2405 | Mount Hopeful Wind Farm | Q00082 | Mount Hopeful Wind Farm as trustee for Mount Hopeful Wind Farm Trust | neoen_NR | QLD1 | 370 | 240501 | MHWF | Wind | Onshore |  |  | Semi-scheduled | 50 | 7.4 | 7.4 | 370 | 370 |  | Publicly Announced | 2030-06-30 | 2065 |  | 2026-12-05 | 2026-05-27 16:17
2951 | Mount Lambie Wind Farm |  | Alinta Energy | alinta_nr | NSW1 | 200 | 295101 | MLWF_GU1 | Wind | Onshore |  |  | Semi-scheduled | 20 | 7.2 | 7.2 | 144 | 144 |  | Publicly Announced | 2031-01-31 | 2066 |  | 2026-03-10 | 2026-04-02 11:45
2951 | Mount Lambie Wind Farm |  | Alinta Energy | alinta_nr | NSW1 | 200 | 295102 | MLWF_GU2 | Battery Storage | Lithium-ion |  |  | Scheduled | 1 | 100 | 100 | 100 | 100 | 600 | Publicly Announced | 2031-01-31 | 2066 |  | 2026-03-10 | 2026-04-02 11:45
3308 | Mount Remarkable Energy Hub BESS 1 - KCI | S00108 |  |  | SA1 | 250 | 330801 | Mount Remarkable Energy Hub BESS 1 | Battery Storage | Lithium-ion |  |  | Scheduled | 1 |  | 250 |  | 250 | 1000 | Publicly Announced |  |  |  |  | 2026-07-02 09:52
3309 | Mount Remarkable Energy Hub BESS 2 - KCI | S00109 |  |  | SA1 | 250 | 330901 | Mount Remarkable Energy Hub BESS 2 | Battery Storage | Lithium-ion |  |  | Scheduled | 1 |  | 250 |  | 250 | 1000 | Publicly Announced |  |  |  |  | 2026-07-02 09:54
1880 | Moura Solar Farm |  | Moura Solar Farm SPV Pty Ltd as the Trustee for Moura Solar Farm Unit Trust | ox2_NR | QLD1 | 82 | 188002 | MOUSF | Solar PV | Single Axis Tracking |  | MOUSF1 | Semi-scheduled | 36 | 2.79 | 2.75 | 100.44 | 99 |  | In Service |  | 2057 |  | 2026-03-10 | 2026-03-23 17:18 | 81.72 | 81.72 | 81.72 | 81.72 | 81.72 | 81.72 | 81.72 | 81.72 | 81.72 | 81.72 | 81.72 | 81.72 | 81.72 | 81.72 | 81.72 | 81.72 | 81.72 | 81.72 | 81.72 | 81.72 | 81.72 | 81.72 | 81.72 | 81.72 | 81.72 | 81.72 | 81.72 | 81.72 | 81.72 | 81.72
3184 | Mt Arthur Pumped Hydro Energy Storage Project - KCI | N00266 | Acciona Energy Australia Global Pty Ltd | acciona_NR | NSW1 | 1710 | 318401 | MACPHES_GU1 | Hydro | Pumped Hydro |  |  | Scheduled | 6 |  | 285 |  | 1710 | 15390 | Publicly Announced | 2036-12-15 | 2116 |  | 2026-03-10 | 2026-03-17 12:09
2505 | Mt Challenger Wind Farm |  | Alinta Energy | alinta_nr | QLD1 | 220 | 250501 | MCWF_GU1 | Wind | Onshore |  |  | Semi-scheduled | 30 | 7.2 | 7.2 | 216 | 216 |  | Publicly Announced | 2030-12-31 | 2070 |  | 2026-03-10 | 2026-04-02 11:27
2505 | Mt Challenger Wind Farm |  | Alinta Energy | alinta_nr | QLD1 | 220 | 250502 | MCWF_GU2 | Battery Storage | Lithium-ion |  |  | Scheduled | 1 | 60 | 60 | 60 | 60 | 720 | Publicly Announced | 2030-12-31 | 2070 |  | 2026-03-10 | 2026-04-02 11:27
2610 | Mt Doran BESS | V00111 | Iberdrola Australia Development Pty Ltd | iberdrola_NR | VIC1 | 200 | 261001 | MDBS_GU1 | Battery Storage | Lithium-ion |  |  | Scheduled | 1 |  | 200 |  | 200 | 400 | Publicly Announced |  |  |  | 2026-03-10 | 2026-05-19 10:37
2322 | Mt Fox BESS - ARENA | Q00008 | Mount Fox BESS Pty Ltd | tagenergy_nr | QLD1 | 300 | 232201 | MTBS_GU1 | Battery Storage | Lithium-ion |  |  | Scheduled | 1 |  | 300 |  | 300 | 600 | Publicly Announced | 2029-04-27 | 2049 |  | 2026-12-05 | 2026-04-01 11:41
2272 | Mt Fox Wind Farm | Q00147 | Mount Fox Energy Park Pty Ltd | tagenergy_nr | QLD1 | 291.4 | 227201 | MFWF_GU1 | Wind | Onshore |  |  | Semi-scheduled | 47 | 6.2 | 6.2 | 291.4 | 291.4 |  | Publicly Announced | 2032-01-01 | 2060 |  | 2026-12-05 | 2026-03-31 15:08
1141 | Mt Gellibrand Wind Farm |  | ACCIONA Energy | MTGELLWF | VIC1 | 132 | 114101 | MGW11 | Wind | Onshore |  | MTGELWF1 | Semi-scheduled | 14 | 3.15 | 3.15 | 44.1 | 44.1 |  | In Service |  | 2043 |  | 2026-03-10 | 2026-03-12 16:38 | 41.048 | 41.048 | 0 | 41.048 | 41.048 | 0 | 41.048 | 41.048 | 0 | 41.048 | 41.048 | 0 | 41.048 | 41.048 | 0 | 41.048 | 41.048 | 0 | 41.048 | 41.048 | 0 | 41.048 | 41.048 | 0 | 41.048 | 41.048 | 0 | 41.048 | 41.048 | 0
1141 | Mt Gellibrand Wind Farm |  | ACCIONA Energy | MTGELLWF | VIC1 | 132 | 114102 | MGW12 | Wind | Onshore |  | MTGELWF1 | Semi-scheduled | 8 | 3.15 | 3.15 | 25.2 | 25.2 |  | In Service |  | 2043 |  | 2026-03-10 | 2026-03-12 16:38 | 23.456 | 23.456 | 0 | 23.456 | 23.456 | 0 | 23.456 | 23.456 | 0 | 23.456 | 23.456 | 0 | 23.456 | 23.456 | 0 | 23.456 | 23.456 | 0 | 23.456 | 23.456 | 0 | 23.456 | 23.456 | 0 | 23.456 | 23.456 | 0 | 23.456 | 23.456 | 0
1141 | Mt Gellibrand Wind Farm |  | ACCIONA Energy | MTGELLWF | VIC1 | 132 | 114103 | MGW21 | Wind | Onshore |  | MTGELWF1 | Semi-scheduled | 4 | 3.15 | 3.15 | 12.6 | 12.6 |  | In Service |  | 2043 |  | 2026-03-10 | 2026-03-12 16:38 | 11.728 | 11.728 | 0 | 11.728 | 11.728 | 0 | 11.728 | 11.728 | 0 | 11.728 | 11.728 | 0 | 11.728 | 11.728 | 0 | 11.728 | 11.728 | 0 | 11.728 | 11.728 | 0 | 11.728 | 11.728 | 0 | 11.728 | 11.728 | 0 | 11.728 | 11.728 | 0
1141 | Mt Gellibrand Wind Farm |  | ACCIONA Energy | MTGELLWF | VIC1 | 132 | 114104 | MGW22 | Wind | Onshore |  | MTGELWF1 | Semi-scheduled | 9 | 3.15 | 3.15 | 28.35 | 28.35 |  | In Service |  | 2043 |  | 2026-03-10 | 2026-03-12 16:38 | 26.388 | 26.388 | 0 | 26.388 | 26.388 | 0 | 26.388 | 26.388 | 0 | 26.388 | 26.388 | 0 | 26.388 | 26.388 | 0 | 26.388 | 26.388 | 0 | 26.388 | 26.388 | 0 | 26.388 | 26.388 | 0 | 26.388 | 26.388 | 0 | 26.388 | 26.388 | 0
1141 | Mt Gellibrand Wind Farm |  | ACCIONA Energy | MTGELLWF | VIC1 | 132 | 114105 | MGW23 | Wind | Onshore |  | MTGELWF1 | Semi-scheduled | 3 | 3.15 | 3.15 | 9.45 | 9.45 |  | In Service |  | 2043 |  | 2026-03-10 | 2026-03-12 16:38 | 8.796 | 8.796 | 0 | 8.796 | 8.796 | 0 | 8.796 | 8.796 | 0 | 8.796 | 8.796 | 0 | 8.796 | 8.796 | 0 | 8.796 | 8.796 | 0 | 8.796 | 8.796 | 0 | 8.796 | 8.796 | 0 | 8.796 | 8.796 | 0 | 8.796 | 8.796 | 0
1141 | Mt Gellibrand Wind Farm |  | ACCIONA Energy | MTGELLWF | VIC1 | 132 | 114106 | MGW24 | Wind | Onshore |  | MTGELWF1 | Semi-scheduled | 6 | 3.15 | 3.15 | 18.9 | 18.9 |  | In Service |  | 2043 |  | 2026-03-10 | 2026-03-12 16:38 | 17.592 | 17.592 | 0 | 17.592 | 17.592 | 0 | 17.592 | 17.592 | 0 | 17.592 | 17.592 | 0 | 17.592 | 17.592 | 0 | 17.592 | 17.592 | 0 | 17.592 | 17.592 | 0 | 17.592 | 17.592 | 0 | 17.592 | 17.592 | 0 | 17.592 | 17.592 | 0
2768 | Mt Mercer BESS | V00157 | Foresight Australia | foresightgroupau_NR | VIC1 | 80 | 276801 | mtmercbe | Battery Storage | Lithium-ion |  |  | Scheduled | 1 |  | 80 |  | 80 | 160 | Publicly Announced |  |  |  | 2026-03-10 | 2026-04-02 14:28
1142 | Mt Mercer Wind Farm |  | Mt Mercer Windfarm Pty Ltd | MTMERCER | VIC1 | 131.2 | 114201 | MtMercer | Wind | Onshore |  | MERCER01 | Semi-scheduled | 64 |  | 2.05 |  | 131.2 |  | In Service |  | 2043 |  | 2026-03-10 | 2026-04-02 13:01 | 131.2 | 131.2 | 0 | 131.2 | 131.2 | 0 | 131.2 | 131.2 | 0 | 131.2 | 131.2 | 0 | 131.2 | 131.2 | 0 | 131.2 | 131.2 | 0 | 131.2 | 131.2 | 0 | 131.2 | 131.2 | 0 | 131.2 | 131.2 | 0 | 131.2 | 131.2 | 0
1143 | Mt Millar Wind Farm |  | MT MILLAR WIND FARM PTY LTD | MTMILLAR | SA1 | 70 | 114301 | Mt Millar:1-35 | Wind | Onshore |  | MTMILLAR | Significant Non-scheduled | 35 |  | 2.07 |  | 72.45 |  | In Service |  | 2042 |  | 2026-03-10 | 2026-04-02 13:00 | 70 | 70 | 0 | 70 | 70 | 0 | 70 | 70 | 0 | 70 | 70 | 0 | 70 | 70 | 0 | 70 | 70 | 0 | 70 | 70 | 0 | 70 | 70 | 0 | 70 | 70 | 0 | 70 | 70 | 0
1144 | Mt Piper |  | EnergyAustralia NSW Pty Ltd | EASTENGY | NSW1 | 1430 | 114403 | Mt Piper 1 | Coal | Black Coal |  | MP1 | Scheduled | 1 |  | 730 |  | 730 |  | In Service |  | 2040 |  | 2026-03-10 | 2026-03-24 13:09 | 730 | 710 | 705 | 730 | 710 | 705 | 730 | 710 | 705 | 730 | 710 | 705 | 730 | 710 | 705 | 730 | 710 | 705 | 730 | 710 | 705 | 730 | 710 | 705 | 730 | 710 | 705 | 730 | 710 | 705
1144 | Mt Piper |  | EnergyAustralia NSW Pty Ltd | EASTENGY | NSW1 | 1430 | 114404 | Mt Piper 2 | Coal | Black Coal |  | MP2 | Scheduled | 1 |  | 700 |  | 700 |  | In Service | 2027-01-31 | 2040 |  | 2026-03-10 | 2026-03-24 13:09 | 700 | 710 | 705 | 730 | 710 | 705 | 730 | 710 | 705 | 730 | 710 | 705 | 730 | 710 | 705 | 730 | 710 | 705 | 730 | 710 | 705 | 730 | 710 | 705 | 730 | 710 | 705 | 730 | 710 | 705
2411 | Mt Piper BESS | N00113 | Energy Australia Development Pty Ltd | EASTENGY | NSW1 | 250 | 241101 | Mt Piper BESS | Battery Storage | Lithium-ion |  |  | Scheduled | 90 | 2.8 | 2.8 | 252 | 252 | 999.9 | Anticipated | 2028-10-31 | 2048 |  | 2026-12-05 | 2026-05-14 14:13 | 0 | 0 | 0 | 0 | 0 | 0 | 0 | 250 | 250 | 250 | 250 | 250 | 250 | 250 | 250 | 250 | 250 | 250 | 250 | 250 | 250 | 250 | 250 | 250 | 250 | 250 | 250 | 250 | 250 | 250 | 0 | 0 | 0 | 0 | 0 | 1000 | 1000 | 1000 | 1000 | 1000 | 1000 | 1000 | 1000 | 1000 | 1000 | 1000 | 1000 | 1000 | 1000 | 1000
2274 | Mt Rawdon Pumped Hydro Energy Storage Project - KCI | Q00015 | Mount Rawdon Pty Ltd | icapartners_NR | QLD1 | 2040 | 227401 | MRPH_GU1 | Hydro | Pumped Hydro |  |  | Scheduled | 4 |  | 340 |  | 1360 | 28000 | Publicly Announced | 2036-06-30 | 2136 |  | 2026-12-05 | 2026-05-07 15:37
1145 | Mt Stuart |  | Origin Energy Mt Stuart | BORAL | QLD1 | 443 | 114501 | Mt Stuart:1 | Gas Turbine | OCGT | Diesel/ Fuel Oil | MSTUART1 | Scheduled | 1 |  | 146 |  | 146 |  | In Service |  | 2038 |  | 2026-03-10 | 2026-03-30 10:53 | 140 | 139 | 135 | 140 | 139 | 135 | 140 | 139 | 135 | 140 | 139 | 135 | 140 | 139 | 135 | 140 | 139 | 135 | 140 | 139 | 135 | 140 | 139 | 135 | 140 | 139 | 135 | 140 | 139 | 135
1145 | Mt Stuart |  | Origin Energy Mt Stuart | BORAL | QLD1 | 443 | 114502 | Mt Stuart:2 | Gas Turbine | OCGT | Diesel/ Fuel Oil | MSTUART2 | Scheduled | 1 |  | 146 |  | 146 |  | In Service |  | 2038 |  | 2026-03-10 | 2026-03-30 10:53 | 140 | 139 | 135 | 140 | 139 | 135 | 140 | 139 | 135 | 140 | 139 | 135 | 140 | 139 | 135 | 140 | 139 | 135 | 140 | 139 | 135 | 140 | 139 | 135 | 140 | 139 | 135 | 140 | 139 | 135
1145 | Mt Stuart |  | Origin Energy Mt Stuart | BORAL | QLD1 | 443 | 114503 | Mt Stuart:3 | Gas Turbine | OCGT | Diesel/ Fuel Oil | MSTUART3 | Scheduled | 1 |  | 131.5 |  | 131.5 |  | In Service |  | 2049 |  | 2026-03-10 | 2026-03-30 10:53 | 120 | 118 | 117 | 120 | 118 | 117 | 120 | 118 | 117 | 120 | 118 | 117 | 120 | 118 | 117 | 120 | 118 | 117 | 120 | 118 | 117 | 120 | 118 | 117 | 120 | 118 | 117 | 120 | 118 | 117
2807 | Mugga Lane Renewable Hybrid |  | LGIGEN | LGIGEN | NSW1 | 18 | 280701 | MLLFRHF1 | Gas Turbine | Biomass | Biofuel/Biomass |  | Non-scheduled | 6 |  | 1.07 |  | 6.42 |  | Committed |  | 2044 |  | 2026-12-05 | 2026-06-11 15:06
2807 | Mugga Lane Renewable Hybrid |  | LGIGEN | LGIGEN | NSW1 | 18 | 280702 | MLLFRHF2 | Battery Storage | Lithium-ion |  |  | Scheduled | 3 | 1.93 | 1.93 | 5.79 | 5.79 | 11.55 | Committed* | 2026-07-15 | 2044 |  | 2026-12-05 | 2026-06-11 15:06 | 5 | 5 | 5 | 5 | 5 | 5 | 5 | 5 | 5 | 5 | 5 | 5 | 5 | 5 | 5 | 5 | 5 | 5 | 5 | 5 | 5 | 5 | 5 | 5 | 5 | 5 | 5 | 5 | 5 | 5 | 11.5 | 11.5 | 11.3 | 11.3 | 11 | 11 | 10.8 | 10.8 | 10.6 | 10.6 | 10.4 | 10.4 | 10.2 | 10.2 | 10 | 10 | 9.8 | 9.8 | 9.6 | 9.6
2807 | Mugga Lane Renewable Hybrid |  | LGIGEN | LGIGEN | NSW1 | 18 | 280703 | MLLFRHF3 | Battery Storage | Lithium-ion |  |  | Scheduled | 3 | 1.93 | 1.93 | 5.79 | 5.79 | 11.55 | Committed* | 2026-07-15 | 2044 |  | 2026-12-05 | 2026-06-11 15:06 | 5 | 5 | 5 | 5 | 5 | 5 | 5 | 5 | 5 | 5 | 5 | 5 | 5 | 5 | 5 | 5 | 5 | 5 | 5 | 5 | 5 | 5 | 5 | 5 | 5 | 5 | 5 | 5 | 5 | 5 | 11.5 | 11.5 | 11.3 | 11.3 | 11 | 11 | 10.8 | 10.8 | 10.6 | 10.6 | 10.4 | 10.4 | 10.2 | 10.2 | 10 | 10 | 9.8 | 9.8 | 9.6 | 9.6
1306 | Mulgrave Central Mill |  | MSF Sugar | msfsugar_NR | QLD1 | 2.5 | 130601 | Mulgrave Central Mill:Unit 1 | Gas Turbine | Steam Turbine | Other |  | Non-scheduled | 1 |  | 9 |  | 9 |  | In Service |  |  |  | 2026-03-10 | 2026-01-21 15:41
2914 | Mullion Creek Wind Farm | N00215 | Mullion Creek Wind Farm P/L | mullion_nr | NSW1 | 250 | 291401 | MCWF_GU1 | Solar PV | Fixed |  |  | Semi-scheduled | 33 |  | 7.58 |  | 250.14 |  | Publicly Announced |  |  |  | 2025-09-01 | 2025-01-10 16:54
3098 | Mulwala BESS |  | European Energy | europeanenergy_nr | NSW1 | 25 | 309801 | MWBS_GU1 | Battery Storage | Lithium-ion |  |  | Scheduled | 1 |  | 25 |  | 25 | 50 | Publicly Announced |  |  |  | 2026-03-10 | 2026-03-23 09:59
1998 | Mulwala Solar Farm |  | ESCO Solar Farm 1 Pty Ltd as trustee for the ESCO Solar Farm 1 Trust | europeanenergy_nr | NSW1 | 25 | 199801 | MULWASF | Solar PV | Single Axis Tracking |  | MULWASF1 | Semi-scheduled | 19 | 2.13 | 1.64 | 40.47 | 31.16 |  | In Commissioning | 2026-06-01 | 2056 |  | 2026-12-05 | 2026-05-20 15:21 | 25.08 | 25.08 | 25.08 | 25.08 | 25.08 | 25.08 | 25.08 | 25.08 | 25.08 | 25.08 | 25.08 | 25.08 | 25.08 | 25.08 | 25.08 | 25.08 | 25.08 | 25.08 | 25.08 | 25.08 | 25.08 | 25.08 | 25.08 | 25.08 | 25.08 | 25.08 | 25.08 | 25.08 | 25.08 | 25.08
1905 | Munna Creek Solar Farm |  | Munna Creek Solar Farm Investments Pty Ltd as trustee for the Munna Creek Solar Farm Trust | mrenewables_nr | QLD1 | 120 | 190501 | MunnaCK | Solar PV | Single Axis Tracking |  | MUCRKSF1 | Semi-scheduled | 56 | 2.75 | 2.75 | 154 | 154 |  | In Commissioning | 2026-01-24 | 2053 |  | 2026-12-05 | 2026-05-24 14:15 | 119.84 | 119.84 | 119.84 | 119.84 | 119.84 | 119.84 | 119.84 | 119.84 | 119.84 | 119.84 | 119.84 | 119.84 | 119.84 | 119.84 | 119.84 | 119.84 | 119.84 | 119.84 | 119.84 | 119.84 | 119.84 | 119.84 | 119.84 | 119.84 | 119.84 | 119.84 | 119.84
3268 | Murchs Corner BESS - KCI | V00203 | Murchs’ Corner Energy Pty Ltd |  | VIC1 | 500 | 326801 | Murchs Corner BESS | Battery Storage | Lithium-ion |  |  | Scheduled | 1 |  | 500 |  | 500 |  | Publicly Announced |  |  |  | 2026-03-10 | 2026-04-15 12:40
3071 | Murilla Energy Hub | Q00243 | APA Power Holdings Pty Ltd |  | QLD1 | 1155 | 307101 | MUEH_GU1 | Other | Other |  |  | Semi-scheduled | 1 |  | 1155 |  | 1155 |  | Publicly Announced |  |  |  | 2026-03-10 | 2025-07-03 22:53
3236 | Murilla GPG |  | APA Power Holdings Pty Ltd | apa_NR | QLD1 | 750 | 323601 | SGT_GU1 | Gas Turbine | OCGT | Other |  | Scheduled | 2 |  | 375 |  | 750 |  | Publicly Announced | 2032-01-01 | 2045 |  | 2026-12-05 | 2026-05-19 10:22
1262 | Murra Warra Wind Farm - stage 1 |  | Murra Warra Project Co Pty Ltd | MWARRA | VIC1 | 225.7 | 126202 | MWWF1 | Wind | Onshore |  | MUWAWF1 | Semi-scheduled | 61 | 3.7 | 3.7 | 225.7 | 225.7 |  | In Service |  | 2049 |  | 2026-03-10 | 2026-03-19 15:39 | 225.7 | 225.7 | 176.046 | 225.7 | 225.7 | 176.046 | 225.7 | 225.7 | 176.046 | 225.7 | 225.7 | 176.046 | 225.7 | 225.7 | 176.046 | 225.7 | 225.7 | 176.046 | 225.7 | 225.7 | 176.046 | 225.7 | 225.7 | 176.046 | 225.7 | 225.7 | 176.046 | 225.7 | 225.7 | 176.046
1506 | Murra Warra Wind Farm - stage 2 |  | Murra Warra II Project Co Pty Ltd as Trustee for the Murra Warra II Project Trust | squadronenergy_NR | VIC1 | 203.5 | 150601 | Murra Warra Wind Farm - stage 2:1-55 | Wind | Onshore |  | MUWAWF2 | Semi-scheduled | 38 |  | 5.5 |  | 209 |  | In Service |  | 2052 |  | 2026-03-10 | 2026-03-21 16:39 | 209 | 209 | 189.24 | 209 | 209 | 189.24 | 209 | 209 | 189.24 | 209 | 209 | 189.24 | 209 | 209 | 189.24 | 209 | 209 | 189.24 | 209 | 209 | 189.24 | 209 | 209 | 189.24 | 209 | 209 | 189.24 | 209 | 209 | 189.24
1147 | Murray 1 |  | Snowy Hydro Ltd | SNOWY | VIC1 | 950 | 114701 | Murray 1:1 | Hydro | Dam |  | MURRAY | Scheduled | 1 |  | 95 |  | 95 |  | In Service |  | 2070 |  | 2026-03-10 | 2026-06-03 12:18 | 0 | 0 | 0 | 95 | 95 | 95 | 95 | 95 | 95 | 95 | 95 | 95 | 95 | 95 | 95 | 95 | 95 | 95 | 95 | 0 | 0 | 0 | 95 | 95 | 95 | 95 | 95 | 95 | 95 | 95
1147 | Murray 1 |  | Snowy Hydro Ltd | SNOWY | VIC1 | 950 | 114702 | Murray 1:10 | Hydro | Dam |  | MURRAY | Scheduled | 1 |  | 95 |  | 95 |  | In Service |  | 2070 |  | 2026-03-10 | 2026-06-03 12:18 | 95 | 95 | 95 | 95 | 95 | 95 | 95 | 95 | 95 | 95 | 95 | 95 | 95 | 95 | 95 | 0 | 0 | 0 | 95 | 95 | 95 | 95 | 95 | 95 | 95 | 95 | 95 | 95 | 95 | 95
1147 | Murray 1 |  | Snowy Hydro Ltd | SNOWY | VIC1 | 950 | 114703 | Murray 1:2 | Hydro | Dam |  | MURRAY | Scheduled | 1 |  | 95 |  | 95 |  | In Service |  | 2070 |  | 2026-03-10 | 2026-06-03 12:18 | 95 | 95 | 95 | 95 | 95 | 95 | 95 | 95 | 95 | 95 | 95 | 95 | 95 | 95 | 95 | 95 | 95 | 95 | 95 | 95 | 95 | 95 | 95 | 95 | 0 | 0 | 0 | 95 | 95 | 95
1147 | Murray 1 |  | Snowy Hydro Ltd | SNOWY | VIC1 | 950 | 114704 | Murray 1:3 | Hydro | Dam |  | MURRAY | Scheduled | 1 |  | 95 |  | 95 |  | In Service |  | 2070 |  | 2026-03-10 | 2026-06-03 12:18 | 95 | 95 | 95 | 95 | 95 | 95 | 95 | 95 | 95 | 95 | 95 | 95 | 95 | 95 | 95 | 95 | 95 | 95 | 95 | 95 | 95 | 95 | 95 | 95 | 95 | 95 | 95 | 0 | 95 | 95
1147 | Murray 1 |  | Snowy Hydro Ltd | SNOWY | VIC1 | 950 | 114705 | Murray 1:4 | Hydro | Dam |  | MURRAY | Scheduled | 1 |  | 95 |  | 95 |  | In Service |  | 2070 |  | 2026-03-10 | 2026-06-03 12:18 | 95 | 95 | 95 | 95 | 95 | 95 | 95 | 95 | 95 | 95 | 0 | 0 | 0 | 95 | 95 | 95 | 95 | 95 | 95 | 95 | 95 | 95 | 95 | 95 | 95 | 95 | 95 | 95 | 95 | 95
1147 | Murray 1 |  | Snowy Hydro Ltd | SNOWY | VIC1 | 950 | 114706 | Murray 1:5 | Hydro | Dam |  | MURRAY | Scheduled | 1 |  | 95 |  | 95 |  | In Service |  | 2070 |  | 2026-03-10 | 2026-06-03 12:18 | 95 | 95 | 95 | 95 | 95 | 95 | 95 | 95 | 95 | 95 | 95 | 95 | 95 | 95 | 95 | 95 | 95 | 95 | 95 | 95 | 95 | 95 | 0 | 0 | 95 | 95 | 95 | 95 | 95 | 95
1147 | Murray 1 |  | Snowy Hydro Ltd | SNOWY | VIC1 | 950 | 114707 | Murray 1:6 | Hydro | Dam |  | MURRAY | Scheduled | 1 |  | 95 |  | 95 |  | In Service |  | 2070 |  | 2026-03-10 | 2026-06-03 12:18 | 95 | 95 | 95 | 95 | 0 | 0 | 0 | 95 | 95 | 95 | 95 | 95 | 95 | 95 | 95 | 95 | 95 | 95 | 95 | 95 | 95 | 95 | 95 | 95 | 95 | 95 | 95 | 95 | 95 | 95
1147 | Murray 1 |  | Snowy Hydro Ltd | SNOWY | VIC1 | 950 | 114708 | Murray 1:7 | Hydro | Dam |  | MURRAY | Scheduled | 1 |  | 95 |  | 95 |  | In Service |  | 2070 |  | 2026-03-10 | 2026-06-03 12:18 | 95 | 95 | 95 | 95 | 95 | 95 | 95 | 95 | 95 | 95 | 95 | 95 | 95 | 0 | 0 | 95 | 95 | 95 | 95 | 95 | 95 | 95 | 95 | 95 | 95 | 95 | 95 | 95 | 95 | 95
1147 | Murray 1 |  | Snowy Hydro Ltd | SNOWY | VIC1 | 950 | 114709 | Murray 1:8 | Hydro | Dam |  | MURRAY | Scheduled | 1 |  | 95 |  | 95 |  | In Service |  | 2070 |  | 2026-03-10 | 2026-06-03 12:18 | 95 | 95 | 95 | 95 | 95 | 95 | 95 | 95 | 95 | 95 | 95 | 95 | 95 | 95 | 95 | 95 | 95 | 95 | 0 | 95 | 95 | 95 | 95 | 95 | 95 | 95 | 95 | 95 | 95 | 95
1147 | Murray 1 |  | Snowy Hydro Ltd | SNOWY | VIC1 | 950 | 114710 | Murray 1:9 | Hydro | Dam |  | MURRAY | Scheduled | 1 |  | 95 |  | 95 |  | In Service |  | 2070 |  | 2026-03-10 | 2026-06-03 12:18 | 95 | 95 | 95 | 95 | 95 | 95 | 95 | 0 | 0 | 0 | 95 | 95 | 95 | 95 | 95 | 95 | 95 | 95 | 95 | 95 | 95 | 95 | 95 | 95 | 95 | 95 | 95 | 95 | 95 | 95
1148 | Murray 2 |  | Snowy Hydro Ltd | SNOWY | VIC1 | 625 | 114801 | Murray 2:1 | Hydro | Dam |  | MURRAY | Scheduled | 1 |  | 150 |  | 150 |  | In Service |  | 2070 |  | 2026-03-10 | 2026-05-22 11:29 | 150 | 150 | 150 | 150 | 150 | 150 | 150 | 150 | 150 | 150 | 150 | 150 | 150 | 150 | 150 | 150 | 150 | 150 | 150 | 150 | 150 | 150 | 150 | 150 | 150 | 150 | 150 | 150 | 150 | 150
1148 | Murray 2 |  | Snowy Hydro Ltd | SNOWY | VIC1 | 625 | 114802 | Murray 2:2 | Hydro | Dam |  | MURRAY | Scheduled | 1 |  | 150 |  | 150 |  | In Service |  | 2070 |  | 2026-03-10 | 2026-05-22 11:29 | 150 | 150 | 150 | 150 | 150 | 150 | 150 | 150 | 150 | 150 | 150 | 150 | 150 | 150 | 150 | 150 | 150 | 150 | 150 | 150 | 150 | 150 | 150 | 150 | 150 | 150 | 150 | 150 | 150 | 150
1148 | Murray 2 |  | Snowy Hydro Ltd | SNOWY | VIC1 | 625 | 114803 | Murray 2:3 | Hydro | Dam |  | MURRAY | Scheduled | 1 |  | 150 |  | 150 |  | In Service |  | 2070 |  | 2026-03-10 | 2026-05-22 11:29 | 0 | 150 | 150 | 150 | 150 | 150 | 150 | 150 | 150 | 150 | 150 | 150 | 150 | 150 | 150 | 150 | 150 | 150 | 150 | 150 | 150 | 150 | 150 | 150 | 150 | 150 | 150 | 150 | 150 | 150
1148 | Murray 2 |  | Snowy Hydro Ltd | SNOWY | VIC1 | 625 | 114804 | Murray 2:4 | Hydro | Dam |  | MURRAY | Scheduled | 1 |  | 150 |  | 150 |  | In Service |  | 2070 |  | 2026-03-10 | 2026-05-22 11:29 | 150 | 150 | 150 | 0 | 150 | 150 | 150 | 150 | 150 | 150 | 150 | 150 | 150 | 150 | 150 | 150 | 150 | 150 | 150 | 150 | 150 | 150 | 150 | 150 | 150 | 150 | 150 | 150 | 150 | 150
1853 | Murray Bridge - Onkaparinga Pipeline Pump 2 |  | South Australian Water Corporation | SAWCML | SA1 | 13.75 | 185301 | MBPS2PV1 | Solar PV | Single Axis Tracking |  | MBPS2PV1 | Semi-scheduled | 5 |  | 2.75 |  | 13.75 |  | In Service |  | 2041 |  | 2026-03-10 | 2026-03-18 09:49 | 10.3 | 9.65 | 9.55 | 10.3 | 9.65 | 9.55 | 10.3 | 9.65 | 9.55 | 10.3 | 9.65 | 9.55 | 10.3 | 9.65 | 9.55 | 10.3 | 9.65 | 9.55 | 10.3 | 9.65 | 9.55 | 10.3 | 9.65 | 9.55 | 10.3 | 9.65 | 9.55 | 10.3 | 9.65 | 9.55
2715 | Murrumburrah BESS - KCI | N00156 | FIrm Power P/L | agl_nr | NSW1 | 100 | 271501 | MBBS_GU1 | Battery Storage | Lithium-ion |  |  | Scheduled | 52 | 1.93 | 1.93 | 100.36 | 100.36 | 200.2 | Publicly Announced | 2030-12-21 | 2050 |  | 2026-03-10 | 2026-05-22 13:42
2775 | Muskerry Solar Power Station - KCI | V00155 | Edify Energy Pty Ltd | edifyenergy_NR | VIC1 | 200 | 277501 | musksf | Solar PV | Fixed |  |  | Semi-scheduled | 1 |  | 200 |  | 200 |  | Publicly Announced |  |  |  | 2026-12-05 | 2026-05-22 17:00
1149 | Musselroe Wind Farm |  | Musselroe Wind Farm Pty Ltd | HTWIND | TAS1 | 168 | 114901 | Musselroe Wind Farm:1-56 | Wind | Onshore |  | MUSSELR1 | Semi-scheduled | 56 |  | 3 |  | 168 |  | In Service |  | 2050 |  | 2026-12-05 | 2026-05-21 13:27 | 168 | 168 | 168 | 168 | 168 | 168 | 168 | 168 | 168 | 168 | 168 | 168 | 168 | 168 | 168 | 168 | 168 | 168 | 168 | 168 | 168 | 168 | 168 | 168 | 168 | 168 | 168 | 168 | 168 | 168
2972 | Muswellbrook BESS |  | firmpower_NR | agl_nr | NSW1 | 150 | 297201 | MBB1 | Battery Storage | Lithium-ion |  |  | Scheduled | 82 | 1.93 | 1.93 | 158.26 | 158.26 | 315.7 | Anticipated | 2028-12-23 | 2048 |  | 2026-12-05 | 2026-05-25 09:55 | 0 | 0 | 0 | 0 | 0 | 0 | 0 | 150 | 150 | 150 | 150 | 150 | 150 | 150 | 150 | 150 | 150 | 150 | 150 | 150 | 150 | 150 | 150 | 150 | 150 | 150 | 150 | 150 | 150 | 150 | 0 | 0 | 0 | 0 | 0 | 300 | 300 | 300 | 300 | 300 | 300 | 300 | 300 | 300 | 300 | 300 | 300 | 300 | 300 | 300
1697 | Muswellbrook Pumped Hydro | N00103 | AGL Energy Limited | MACQGEN | NSW1 | 400 | 169701 | 0 | Hydro | Pumped Hydro |  |  | Scheduled | 1 |  | 400 |  | 400 | 3200 | Publicly Announced |  |  |  | 2026-12-05 | 2026-03-24 09:53
2794 | Muswellbrook Solar Farm |  | Ox2 | ox2_NR | NSW1 | 135 | 279401 | MBSF_GU1 | Solar PV | Fixed |  |  | Semi-scheduled | 41 | 6.5 | 4.2 | 266.5 | 172.2 |  | Anticipated | 2028-12-31 | 2058 |  | 2026-12-05 | 2026-05-14 14:40 | 0 | 0 | 0 | 0 | 0 | 0 | 0 | 135 | 135 | 135 | 135 | 135 | 135 | 135 | 135 | 135 | 135 | 135 | 135 | 135 | 135 | 135 | 135 | 135 | 135 | 135 | 135 | 135 | 135 | 135
2797 | Myrtle Creek BESS |  | ARK Energy Corporation Pty Ltd | arkenergy_nr | NSW1 | 275 | 279701 | MCBS_GU1 | Battery Storage | Lithium-ion |  |  | Scheduled | 1 |  | 275 |  | 275 | 2200 | Publicly Announced |  |  |  | 2026-03-10 | 2025-03-13 01:46
2197 | Narrabri Hybrid Project | N00059 | Narrabri Genesis Hold Pty Ltd ATF Narrabri Genesis Hold Trust | tagenergy_nr | NSW1 | 100 | 219701 | NHP_SF | Solar PV | Single Axis Tracking |  |  | Semi-scheduled | 29 | 4.4 | 3.44 | 127.6 | 99.76 |  | Publicly Announced | 2029-09-01 | 2059 |  | 2026-12-05 | 2026-06-11 10:04
2197 | Narrabri Hybrid Project | N00059 | Narrabri Genesis Hold Pty Ltd ATF Narrabri Genesis Hold Trust | tagenergy_nr | NSW1 | 100 | 219703 | NHP_BESS | Battery Storage | Lithium-ion |  |  | Scheduled | 35 | 3.8 | 3.44 | 133 | 120.4 | 400.05 | Publicly Announced | 2029-09-01 | 2058 |  | 2026-12-05 | 2026-06-11 10:04
3304 | Narragamba Hybrid Project - KCI | N00312 | ACEN Australia Pty Ltd | acenaustralia_NR | NSW1 | 670 | 330401 | Narragamba Hybrid Project - Solar | Solar PV | Fixed |  |  | Semi-scheduled | 1 |  | 330 |  | 330 |  | Publicly Announced |  |  |  |  | 2026-06-30 11:41
3304 | Narragamba Hybrid Project - KCI | N00312 | ACEN Australia Pty Ltd | acenaustralia_NR | NSW1 | 670 | 330402 | Narragamba Hybrid Project - BESS | Battery Storage | Lithium-ion |  |  | Scheduled | 1 |  | 340 |  | 340 |  | Publicly Announced |  |  |  |  | 2026-06-30 11:41
2916 | Narrandera Solar Hybrid (PV+BESS) | N00214 | Potentia Energy Group P/L | enel_NR | NSW1 | 400 | 291601 | NDSF_GU1 | Solar PV | Single Axis Tracking |  |  | Semi-scheduled | 62 | 4.2 | 4.2 | 260.4 | 260.4 |  | Publicly Announced | 2030-12-30 | 2055 |  | 2026-03-10 | 2026-06-02 15:02
2916 | Narrandera Solar Hybrid (PV+BESS) | N00214 | Potentia Energy Group P/L | enel_NR | NSW1 | 400 | 291602 | NDBS_GU1 | Battery Storage | Lithium-ion |  |  | Scheduled | 112 | 4.6 | 4.6 | 515.2 | 515.2 | 1800.96 | Publicly Announced | 2030-12-30 | 2055 |  | 2026-03-10 | 2026-06-02 15:02
1380 | Narromine Solar Farm |  | Dubbo Solar Hub Pty Ltd | DUBBONA | NSW1 | 9.2 | 138001 | Narromine Solar Farm:Solar Panels | Solar PV | Single Axis Tracking |  | NASF1 | Non-scheduled | 4 |  | 2.3 |  | 9.2 |  | In Service |  | 2042 |  | 2026-03-10 | 2026-03-30 16:27
2590 | Nebo BESS | Q00117 | TagEnergy Australia Pty Ltd | tagenergy_nr | QLD1 | 900 | 259001 | NBBS_GU1 | Battery Storage | Lithium-ion |  |  | Scheduled | 125 | 4.5 | 3.6 | 562.5 | 450 | 600 | Publicly Announced | 2029-07-02 | 2063 |  | 2026-03-10 | 2026-05-19 13:57
2590 | Nebo BESS | Q00117 | TagEnergy Australia Pty Ltd | tagenergy_nr | QLD1 | 900 | 259003 | NBBS_GU2 | Battery Storage | Lithium-ion |  |  | Scheduled | 125 | 4.4 | 3.6 | 550 | 450 | 600 | Publicly Announced | 2029-07-02 | 2063 |  | 2026-03-10 | 2026-05-19 13:57
2825 | Nebo BESS (Iberdrola) - KCI | Q00165 | Iberdrola Australia Development Pty Ltd. | iberdrola_NR | QLD1 | 280 | 282501 | NBBS_GU1 | Battery Storage | Lithium-ion |  |  | Scheduled | 1 |  | 280 |  | 280 |  | Publicly Announced |  |  |  | 2026-03-10 | 2026-01-16 16:01
3207 | Nemaroo Bimbi Wind Farm - KCI | Q00263 | Nemaroo Bimbi Wind Farm Pty Ltd |  | QLD1 | 800 | 320701 | NBWF_GU1 | Wind | Onshore |  |  | Semi-scheduled | 1 |  | 800 |  | 800 |  | Publicly Announced |  |  |  | 2026-03-10 | 2026-01-22 15:50
3256 | Nerriga BESS - KCI | N00289 | Northharbour | northharbour_nr | NSW1 | 600 | 325601 | Nerriga BESS | Battery Storage | Lithium-ion |  |  | Scheduled | 128 |  | 3.13 |  | 400.64 | 1600 | Publicly Announced | 2029-11-30 | 2054 |  | 2026-03-10 | 2026-04-30 14:08
1414 | Nevertire Solar Farm |  | Nevertire Solar Pty Ltd as Trustee for the Nevertire Solar Trust | NVTSF | NSW1 | 105 | 141401 | NEVERSF1 | Solar PV | Single Axis Tracking |  | NEVERSF1 | Semi-scheduled | 48 | 2.75 | 2.18 | 132 | 104.64 |  | In Service |  | 2049 |  | 2026-03-10 | 2026-03-27 12:18 | 104.64 | 104.64 | 104.64 | 104.64 | 104.64 | 104.64 | 104.64 | 104.64 | 104.64 | 104.64 | 104.64 | 104.64 | 104.64 | 104.64 | 104.64 | 104.64 | 104.64 | 104.64 | 104.64 | 104.64 | 104.64 | 104.64 | 104.64 | 104.64 | 104.64 | 104.64 | 104.64 | 104.64 | 104.64 | 104.64
3287 | New England 2 Hybrid DUID 1 |  | ACEN AUSTRALIA | acenaustralia_NR | NSW1 | 160 | 328701 | NES2 DUID 1 PV | Solar PV | Single Axis Tracking |  |  | Semi-scheduled | 1 | 100 | 80 | 100 | 80 |  | Anticipated | 2028-10-31 | 2075 |  |  | 2026-05-27 09:19 | 0 | 0 | 0 | 0 | 0 | 0 | 80 | 80 | 80 | 80 | 80 | 80 | 80 | 80 | 80 | 80 | 80 | 80 | 80 | 80 | 80 | 80 | 80 | 80 | 80 | 80 | 80 | 80 | 80 | 80
3287 | New England 2 Hybrid DUID 1 |  | ACEN AUSTRALIA | acenaustralia_NR | NSW1 | 160 | 328702 | NES2 DUID 1 BESS | Battery Storage | Lithium-ion |  |  | Scheduled | 1 | 160 | 160 | 160 | 160 | 640 | Anticipated | 2028-10-31 | 2075 |  |  | 2026-05-27 09:19 | 0 | 0 | 0 | 0 | 0 | 0 | 160 | 160 | 160 | 160 | 160 | 160 | 160 | 160 | 160 | 160 | 160 | 160 | 160 | 160 | 160 | 160 | 160 | 160 | 160 | 160 | 160 | 160 | 160 | 160 | 0 | 0 | 0 | 0 | 640 | 640 | 640 | 640 | 640 | 640 | 640 | 640 | 640 | 640 | 640 | 640 | 640 | 640 | 640 | 640
3288 | New England 2 Hybrid DUID 2 |  | ACEN AUSTRALIA | acenaustralia_NR | NSW1 | 160 | 328801 | NES2 DUID 2 PV | Solar PV | Single Axis Tracking |  |  | Semi-scheduled | 1 | 100 | 80 | 100 | 80 |  | Anticipated | 2028-10-31 | 2075 |  |  | 2026-05-27 09:21 | 0 | 0 | 0 | 0 | 0 | 0 | 80 | 80 | 80 | 80 | 80 | 80 | 80 | 80 | 80 | 80 | 80 | 80 | 80 | 80 | 80 | 80 | 80 | 80 | 80 | 80 | 80 | 80 | 80 | 80
3288 | New England 2 Hybrid DUID 2 |  | ACEN AUSTRALIA | acenaustralia_NR | NSW1 | 160 | 328802 | NES2 DUID 2 BESS | Battery Storage | Lithium-ion |  |  | Scheduled | 1 | 160 | 160 | 160 | 160 | 640 | Anticipated | 2028-10-31 | 2075 |  |  | 2026-05-27 09:21 | 0 | 0 | 0 | 0 | 0 | 0 | 160 | 160 | 160 | 160 | 160 | 160 | 160 | 160 | 160 | 160 | 160 | 160 | 160 | 160 | 160 | 160 | 160 | 160 | 160 | 160 | 160 | 160 | 160 | 160 | 0 | 0 | 0 | 0 | 640 | 640 | 640 | 640 | 640 | 640 | 640 | 640 | 640 | 640 | 640 | 640 | 640 | 640 | 640 | 640
1854 | New England Solar Farm |  | ACEN AUSTRALIA | acenaustralia_NR | NSW1 | 400 | 185405 | NEWENSF1 | Solar PV | Single Axis Tracking |  | NEWENSF1 | Semi-scheduled | 1 | 300 | 200 | 300 | 200 |  | In Service |  | 2073 |  | 2026-12-05 | 2026-05-25 11:38 | 200 | 200 | 200 | 200 | 200 | 200 | 200 | 200 | 200 | 200 | 200 | 200 | 200 | 200 | 200 | 200 | 200 | 200 | 200 | 200 | 200 | 200 | 200 | 200 | 200 | 200 | 200 | 200 | 200 | 200
1854 | New England Solar Farm |  | ACEN AUSTRALIA | acenaustralia_NR | NSW1 | 400 | 185406 | NEWENSF2 | Solar PV | Single Axis Tracking |  | NEWENSF2 | Semi-scheduled | 1 | 300 | 200 | 300 | 200 |  | In Service |  | 2073 |  | 2026-12-05 | 2026-05-25 11:38 | 200 | 200 | 200 | 200 | 200 | 200 | 200 | 200 | 200 | 200 | 200 | 200 | 200 | 200 | 200 | 200 | 200 | 200 | 200 | 200 | 200 | 200 | 200 | 200 | 200 | 200 | 200 | 200 | 200 | 200
1893 | New England Solar Farm BESS | N00030 | ACEN RENEWABLES | acenaustralia_NR | NSW1 | 200 | 189301 | NEW ENGLAND BESS2 | Battery Storage | Lithium-ion |  | NESBESS2 | Scheduled | 1 | 100 | 100 | 100 | 100 | 200 | Anticipated | 2026-07-31 | 2076 |  | 2026-12-05 | 2026-05-19 14:37 | 100 | 100 | 100 | 100 | 100 | 100 | 100 | 100 | 100 | 100 | 100 | 100 | 100 | 100 | 100 | 100 | 100 | 100 | 100 | 100 | 100 | 100 | 100 | 100 | 100 | 100 | 100 | 100 | 100 | 100 | 200 | 200 | 200 | 200 | 200 | 200 | 200 | 200 | 200 | 200 | 200 | 200 | 200 | 200 | 200 | 200 | 200 | 200 | 200 | 200
1893 | New England Solar Farm BESS | N00030 | ACEN RENEWABLES | acenaustralia_NR | NSW1 | 200 | 189302 | NEW ENGLAND BESS1 | Battery Storage | Lithium-ion |  | NESBESS1 | Scheduled | 1 | 100 | 100 | 100 | 100 | 200 | In Commissioning | 2026-07-31 | 2075 |  | 2026-12-05 | 2026-05-19 14:37 | 100 | 100 | 100 | 100 | 100 | 100 | 100 | 100 | 100 | 100 | 100 | 100 | 100 | 100 | 100 | 100 | 100 | 100 | 100 | 100 | 100 | 100 | 100 | 100 | 100 | 100 | 100 | 100 | 100 | 100 | 200 | 200 | 200 | 200 | 200 | 200 | 200 | 200 | 200 | 200 | 200 | 200 | 200 | 200 | 200 | 200 | 200 | 200 | 200 | 200
1150 | Newport |  | EnergyAustralia Ecogen Pty Ltd | EASTENGY | VIC1 | 510 | 115001 | Newport:1 | Gas Turbine | Steam Turbine | Natural Gas | NPS | Scheduled | 1 |  | 500 |  | 500 |  | In Service |  | 2039 |  | 2026-03-10 | 2026-03-24 16:25 | 510 | 510 | 475 | 510 | 510 | 475 | 510 | 510 | 475 | 510 | 510 | 475 | 510 | 510 | 475 | 510 | 510 | 475 | 510 | 510 | 475 | 510 | 510 | 475 | 510 | 510 | 475 | 510 | 510 | 475
3084 | Nine Mile Energy Park Stage 1 - BESS |  | Green Switch Energy Pty Ltd | pacificgreen_NR | VIC1 | 250 | 308401 | NMBS_GU1 | Battery Storage | Lithium-ion |  |  | Scheduled | 1 |  | 250 |  | 250 | 500 | Publicly Announced |  |  |  | 2026-03-10 | 2025-08-15 19:04
3087 | Nine Mile Energy Park Stage 2 - BESS |  | Green Switch Energy Pty Ltd | pacificgreen_NR | VIC1 | 250 | 308701 | NMBS_GU2 | Battery Storage | Lithium-ion |  |  | Scheduled | 1 |  | 250 |  | 250 | 1000 | Publicly Announced |  |  |  | 2026-03-10 | 2026-06-09 11:39
2827 | Noblevale BESS (KCI) | Q00172 | Zebre Pty Ltd | zenenergy_NR | QLD1 | 200 | 282701 | NVBS_GU1 | Battery Storage | Lithium-ion |  |  | Scheduled | 1 | 278 | 200 | 278 | 200 | 600 | Anticipated | 2028-12-31 | 2054 |  | 2026-12-05 | 2026-05-20 15:47 | 0 | 0 | 0 | 0 | 0 | 0 | 0 | 200 | 196 | 200 | 200 | 196 | 200 | 200 | 196 | 200 | 200 | 196 | 200 | 200 | 196 | 200 | 200 | 196 | 200 | 200 | 196 | 200 | 200 | 196 | 0 | 0 | 0 | 0 | 0 | 680 | 680 | 646 | 646 | 628 | 628 | 609 | 609 | 596 | 596 | 585 | 585 | 579 | 579 | 570
3224 | Noika Solar - KCI | V00189 | Nioka Solar Pty Ltd |  | VIC1 | 215 | 322401 | NSF_GU2 | Solar PV | Fixed |  |  | Semi-scheduled | 1 |  | 215 |  | 215 |  | Publicly Announced |  |  |  | 2026-03-10 | 2026-01-22 15:50
2650 | Nonowie Wind Farm | S00059 | Tilt Renewables Australia Pty Ltd | SNOWTOWN | SA1 | 1015 | 265001 | NWWF_GU1 | Wind | Onshore |  |  | Semi-scheduled | 1 |  | 1015 |  | 1015 |  | Publicly Announced |  |  |  | 2026-03-10 | 2026-01-22 16:32
3275 | Nook BESS |  | Anza Power | anza_nr | TAS1 | 288 | 327501 | Nook BESS | Battery Storage | Lithium-ion |  |  | Scheduled | 84 | 4.6 | 4.6 | 386.4 | 386.4 | 3024 | Publicly Announced | 2027-11-01 | 2057 |  | 2026-12-05 | 2026-05-26 15:11
3168 | Normanville Energy Park |  | Normanville Energy Park Pty Ltd as trustee for Normanville Energy Park Unit Trust | w-wind_NR | VIC1 | 122 | 316801 | Vestas v172-7.2 | Wind | Onshore |  |  | Semi-scheduled | 17 | 7.2 | 7.2 | 122.4 | 122.4 |  | Publicly Announced | 2027-09-01 | 2058 |  | 2026-12-05 | 2026-05-19 09:42
2673 | North Burnett Renewable Hub - BESS | Q00141 | X-Elio Australia Pty Ltd | x-elio_NR | QLD1 | 720 | 267301 | NBBS_GU1 | Battery Storage | Lithium-ion |  |  | Scheduled | 1 |  | 700 |  | 700 | 2800 | Publicly Announced |  |  |  | 2026-03-10 | 2025-03-13 23:51
2672 | North Burnett Renewable Hub - Solar | Q00141 | X-Elio Australia Pty Ltd | x-elio_NR | QLD1 | 720 | 267201 | NBSF_GU1 | Solar PV | Fixed |  |  | Semi-scheduled | 1 |  | 700 |  | 700 |  | Publicly Announced |  |  |  | 2026-03-10 | 2025-03-13 23:49
2390 | North East Wind - KCI | T00022 | ACEN North East Tasmania Pty Ltd | acenaustralia_NR | TAS1 | 1260 | 239001 | NEWF_GU1 | Wind | Onshore |  |  | Semi-scheduled | 179 | 7.2 | 7.2 | 1288.8 | 1288.8 |  | Publicly Announced | 2032-07-30 | 2081 |  | 2026-03-10 | 2026-01-08 13:26
3171 | North Queensland Energy Storage Project (NQESP) - Stage 1 |  | Townsville City Council | highviewpower_nr | QLD1 | 600 | 317102 | NQESP BESS | Battery Storage | Lithium-ion |  |  | Scheduled | 160 | 2.75 | 2.5 | 440 | 400 | 1600 | Publicly Announced | 2029-01-31 | 2075 |  | 2026-12-05 | 2026-06-15 13:46
3171 | North Queensland Energy Storage Project (NQESP) - Stage 1 |  | Townsville City Council | highviewpower_nr | QLD1 | 600 | 317103 | NQESP OCGT 1 | Gas Turbine | OCGT | Natural Gas |  | Scheduled | 1 |  | 198 |  | 198 |  | Publicly Announced | 2029-01-31 | 2059 |  | 2026-12-05 | 2026-06-15 13:46
3172 | North Queensland Energy Storage Project (NQESP) - Stage 2 |  | Townsville City Council | highviewpower_nr | QLD1 | 200 | 317201 | NQESP Liquid Air Energy Storage | Battery Storage | Compressed Air |  |  | Scheduled | 1 | 200 | 200 | 200 | 200 | 2400 | Publicly Announced | 2030-01-31 | 2075 |  | 2026-12-05 | 2026-06-15 13:47
2845 | North Yarragon BESS - KCI | V00166 | ZEBRE Pty Ltd | zenenergy_NR | VIC1 | 210 | 284501 | NYBS_GU1 | Battery Storage | Lithium-ion |  |  | Scheduled | 1 | 287 | 210 | 287 | 210 | 840 | Publicly Announced | 2029-06-30 | 2055 |  | 2026-03-10 | 2026-03-16 11:23
2999 | Northern Battery | S00082 | Green Gold Energy Pty Ltd | greengoldenergy_NR | SA1 | 270 | 299901 | Northern Battery | Battery Storage | Lithium-ion |  |  | Scheduled | 52 | 6.9 | 6.9 | 358.8 | 358.8 | 261.04 | Publicly Announced | 2028-01-08 | 2056 |  | 2026-03-10 | 2026-06-01 10:09
2389 | Northern Midlands Solar Farm - KCI | T00021 | TasRex Pty Ltd | tasrex_nr | TAS1 | 310 | 238901 | NMSF_GU1 | Solar PV | Single Axis Tracking |  |  | Semi-scheduled | 41 | 3.85 | 3.85 | 157.85 | 157.85 |  | Anticipated | 2028-08-10 | 2057 |  | 2026-12-05 | 2026-05-28 15:24 | 0 | 0 | 0 | 0 | 0 | 0 | 144 | 144 | 144 | 144 | 144 | 144 | 144 | 155 | 155 | 155 | 155 | 155 | 155 | 155 | 155 | 155 | 155 | 155 | 155 | 155 | 155 | 155 | 155 | 155
2389 | Northern Midlands Solar Farm - KCI | T00021 | TasRex Pty Ltd | tasrex_nr | TAS1 | 310 | 238902 | NMSF_GU2 | Solar PV | Single Axis Tracking |  |  | Semi-scheduled | 41 | 3.85 | 3.85 | 157.85 | 157.85 |  | Anticipated | 2028-08-10 | 2057 |  | 2026-12-05 | 2026-05-28 15:24 | 0 | 0 | 0 | 0 | 144 | 144 | 144 | 144 | 144 | 144 | 144 | 144 | 144 | 155 | 155 | 155 | 155 | 155 | 155 | 155 | 155 | 155 | 155 | 155 | 155 | 155 | 155 | 155 | 155 | 155
2748 | Northern Tablelands Wind Farm |  | BORAL | BORAL | NSW1 | 608 | 274801 | NTWF | Wind | Onshore |  |  | Semi-scheduled | 1 |  | 8 |  | 8 |  | Publicly Announced |  |  |  | 2026-03-10 | 2026-05-22 15:17
2369 | Nottingham Park Solar Farm - KCI | N00097 | NPSF Renewables Pty Ltd |  | NSW1 | 210 | 236901 | NPSF_GU1 | Solar PV | Fixed |  |  | Semi-scheduled | 1 |  | 210 |  | 210 |  | Publicly Announced |  |  |  | 2026-03-10 | 2023-01-05 22:32
2023 | Novocastrian Offshore Wind Farm |  | OceanEx Energy | oceanex_NR | NSW1 | 2000 | 202301 | Novocast | Wind | Offshore - fixed |  |  | Semi-scheduled | 1 |  | 2000 |  | 2000 |  | Publicly Announced | 2031-01-01 |  |  | 2025-09-01 | 2022-06-09 18:36
2843 | Nowingi Solar Farm - Edify (KCI) | V00164 | Edify Energy Pty Ltd | edifyenergy_NR | VIC1 | 750 | 284301 | NWSF_GU1 | Solar PV | Single Axis Tracking |  |  | Semi-scheduled | 1 | 432 | 360 | 432 | 360 |  | Publicly Announced | 2028-02-01 | 2058 |  | 2026-03-10 | 2026-03-31 16:03
2843 | Nowingi Solar Farm - Edify (KCI) | V00164 | Edify Energy Pty Ltd | edifyenergy_NR | VIC1 | 750 | 284302 | NWBESS_GU2 | Battery Storage | Lithium-ion |  |  | Scheduled | 1 | 360 | 300 | 360 | 300 | 1200 | Publicly Announced | 2028-02-01 | 2058 |  | 2026-03-10 | 2026-03-31 16:03
2059 | Nowingi Solar Storage - Storage |  | Lyon Solar |  | VIC1 | 80 | 205901 | Nowingi | Battery Storage | Lithium-ion |  |  | Scheduled | 1 |  | 80 |  | 80 |  | Publicly Announced |  |  |  | 2026-03-10 | 2022-09-21 02:16
1617 | NSW Gas Peaker |  | AGL Energy Limited | MACQGEN | NSW1 | 500 | 161701 | NSW Gas Peaker:1 | Gas Turbine | Other | Natural Gas |  | Scheduled | 1 |  | 500 |  | 500 |  | Publicly Announced |  |  |  | 2026-03-10 | 2026-03-24 10:05
1461 | Numurkah Solar Farm |  | Numurkah Solar Farm Pty Ltd | storenergy_nr | VIC1 | 128 | 146101 | NUMURSF1 | Solar PV | Single Axis Tracking |  | NUMURSF1 | Semi-scheduled | 56 | 2 | 2 | 112 | 112 |  | In Service |  | 2044 |  | 2026-03-10 | 2026-03-31 15:09 | 100 | 100 | 100 | 100 | 100 | 100 | 100 | 100 | 100 | 100 | 100 | 100 | 100 | 100 | 100 | 100 | 100 | 100 | 100 | 100 | 100 | 100 | 100 | 100 | 100 | 100 | 100 | 100 | 100 | 100
2508 | Nyaninyuk Wind Farm |  | Acciona Energy | acciona_NR | VIC1 | 302.1 | 250801 | NWF_GU1 | Wind | Onshore |  |  | Semi-scheduled | 53 |  | 5.7 |  | 302.1 |  | Publicly Announced | 2028-12-31 | 2054 |  | 2026-03-10 | 2026-03-20 09:45
1323 | Nyngan Solar Plant |  | PARF Company 6 Pty Limited | SNOWTOWN | NSW1 | 103 | 132301 | Nyngan Solar Plant:1-77 | Solar PV | Fixed |  | NYNGAN1 | Semi-scheduled | 77 |  | 1.33 |  | 102.41 |  | In Service |  | 2042 |  | 2026-03-10 | 2025-03-20 23:25 | 102.025 | 102.025 | 102.025 | 102.025 | 102.025 | 102.025 | 102.025 | 102.025 | 102.025 | 102.025 | 102.025 | 102.025 | 102.025 | 102.025 | 102.025 | 102.025 | 102.025 | 102.025 | 102.025 | 102.025 | 102.025 | 102.025 | 102.025 | 102.025 | 102.025 | 102.025 | 102.025
1591 | Oakey 2 Solar Farm |  | RE Oakey Pty Ltd | foresightgroupau_NR | QLD1 | 55 | 159101 | Oakey 2 Solar Farm | Solar PV | Single Axis Tracking |  | OAKEY2SF | Semi-scheduled | 26 | 2.69 | 2.14 | 69.94 | 55.64 |  | In Service |  | 2049 |  | 2026-03-10 | 2026-04-29 13:11 | 54.99 | 53.43 | 52.312 | 54.99 | 53.43 | 52.312 | 54.99 | 53.43 | 52.312 | 54.99 | 53.43 | 52.312 | 54.99 | 53.43 | 52.312 | 54.99 | 53.43 | 52.312 | 54.99 | 53.43 | 52.312 | 54.99 | 53.43 | 52.312 | 54.99 | 53.43 | 52.312 | 54.99 | 53.43 | 52.312
1433 | Oakey Power Station |  | Oakey Power Holdings Pty Ltd | ERMPOWER | QLD1 | 346 | 143301 | Oakey Power Station:1 | Gas Turbine | OCGT | Natural Gas | OAKEY1 | Scheduled | 1 |  | 173 |  | 173 |  | In Service |  | 2050 |  | 2026-03-10 | 2026-03-26 11:11 | 173 | 150 | 144 | 173 | 150 | 144 | 173 | 150 | 144 | 173 | 150 | 144 | 173 | 150 | 144 | 173 | 150 | 144 | 173 | 150 | 144 | 173 | 150 | 144 | 173 | 150 | 144 | 173 | 150 | 144
1433 | Oakey Power Station |  | Oakey Power Holdings Pty Ltd | ERMPOWER | QLD1 | 346 | 143302 | Oakey Power Station:2 | Gas Turbine | OCGT | Natural Gas | OAKEY2 | Scheduled | 1 |  | 173 |  | 173 |  | In Service |  | 2050 |  | 2026-03-10 | 2026-03-26 11:11 | 173 | 150 | 144 | 173 | 150 | 144 | 173 | 150 | 144 | 173 | 150 | 144 | 173 | 150 | 144 | 173 | 150 | 144 | 173 | 150 | 144 | 173 | 150 | 144 | 173 | 150 | 144 | 173 | 150 | 144
1386 | Oakey Solar Farm |  | Oakey1 Asset Co Pty Ltd | foresightgroupau_NR | QLD1 | 25 | 138601 | Oakey Solar Farm:1 | Solar PV | Fixed |  | OAKEY1SF | Semi-scheduled | 1 | 30 | 25 | 30 | 25 |  | In Service |  | 2043 |  | 2026-03-10 | 2026-04-02 13:02 | 25 | 24.22 | 23.1 | 25 | 24.22 | 23.1 | 25 | 24.22 | 23.1 | 25 | 24.22 | 23.1 | 25 | 24.22 | 23.1 | 25 | 24.22 | 23.1 | 25 | 24.22 | 23.1 | 25 | 24.22 | 23.1 | 25 | 24.22 | 23.1 | 25 | 24.22 | 23.1
1152 | Oaklands Hill Wind Farm |  | Oaklands Hill Wind farm pty ltd | SOUTHHYD | VIC1 | 68 | 115201 | Oaklands Hill Wind Farm:32 | Wind | Onshore |  | OAKLAND1 | Semi-scheduled | 32 | 2.1 | 2.1 | 67.2 | 67.2 |  | In Service |  | 2037 |  | 2026-03-10 | 2026-03-26 10:29 | 63.008 | 63.008 | 40.992 | 63.008 | 63.008 | 40.992 | 63.008 | 63.008 | 40.992 | 63.008 | 63.008 | 40.992 | 63.008 | 63.008 | 40.992 | 63.008 | 63.008 | 40.992 | 63.008 | 63.008 | 40.992 | 63.008 | 63.008 | 40.992 | 63.008 | 63.008 | 40.992 | 63.008 | 63.008 | 40.992
1379 | Oaky Creek 2 |  | EDL OCI PTY LTD | EDLOCI | QLD1 | 15 | 137901 | Oaky Creek 2 | Other | Other |  | OAKY2 | Non-scheduled | 5 |  | 3 |  | 15 |  | In Service |  | 2038 |  | 2026-03-10 | 2026-03-27 16:18
2662 | Oaky Creek BESS | Q00133 | Halys BESS ProjectCo Pty Ltd | akayshaenergy_NR | QLD1 | 250 | 266201 | HABS_GU1 | Battery Storage | Lithium-ion |  |  | Scheduled | 160 | 1.56 | 1.56 | 249.6 | 249.6 | 1000 | Publicly Announced | 2029-06-30 | 2060 |  | 2026-06-25 | 2026-06-25 15:52
1359 | Oaky Creek Power Station |  | EDL OCI Pty Ltd | EDLOCI | QLD1 | 20 | 135901 | Oaky Creek Power Station | Other | Other |  |  | Non-scheduled | 16 |  | 1.25 |  | 20 |  | In Service |  | 2038 |  | 2026-03-10 | 2026-03-27 16:19
3214 | OASES Mount Murchison - KCI | Q00286 | Released Energy Pty Ltd |  | QLD1 | 1400 | 321401 | OOMM_GU1 | Battery Storage | Lithium-ion |  |  | Scheduled | 1 |  | 1400 |  | 1400 | 1400 | Publicly Announced |  |  |  | 2026-03-10 | 2026-01-22 15:59
2598 | Opal BESS | S00050 | SynCo Global | sycoglobal_nr | SA1 | 250 | 259801 | BBBS_GU1 | Battery Storage | Lithium-ion |  |  | Scheduled | 84 | 4.39 | 4.39 | 368.76 | 368.76 | 999.6 | Publicly Announced | 2028-06-30 | 2065 |  | 2026-03-10 | 2026-06-03 17:22
2015 | Orana BESS | N00164 | Wellington Battery ProjectCo Pty Ltd | akayshaenergy_NR | NSW1 | 415 | 201501 | ORANAB01 | Battery Storage | Lithium-ion |  | ORABESS1 | Scheduled | 448 | 0.93 | 0.93 | 416.64 | 416.64 | 1662.08 | In Commissioning | 2026-06-30 | 2066 |  | 2026-03-10 | 2026-05-25 09:49 | 416.64 | 416.64 | 374.976 | 416.64 | 416.64 | 374.976 | 416.64 | 416.64 | 374.976 | 416.64 | 416.64 | 374.976 | 416.64 | 416.64 | 374.976 | 416.64 | 416.64 | 374.976 | 416.64 | 416.64 | 374.976 | 416.64 | 416.64 | 374.976 | 416.64 | 416.64 | 374.976 | 416.64 | 416.64 | 374.976 | 1659.392 | 1493.453 | 1659.392 | 1493.453 | 1659.392 | 1493.453 | 1659.392 | 1493.453 | 1659.392 | 1493.453 | 1659.392 | 1493.453 | 1659.392 | 1493.453 | 1659.392 | 1493.453 | 1659.392 | 1493.453 | 1659.392 | 1493.453
1540 | Orange Grove Sun Farm | N00095 | Overland Sun Farm Holdings Pty Ltd | overlandsunfarming_NR | NSW1 | 110 | 154001 | Orange Grove Sun Farm:Solar Panels | Solar PV | Single Axis Tracking |  |  | Semi-scheduled | 1 |  | 80 |  | 80 |  | Publicly Announced |  |  |  | 2026-12-05 | 2025-02-25 02:05
2629 | Orsted Gippsland 01 Windfarm |  | Orsted Offshore Australia 1 Pty Ltd | orsted_nr | VIC1 | 2820 | 262901 | GIP01 | Wind | Offshore - fixed |  |  | Semi-scheduled | 192 | 14.69 | 14.69 | 2820.48 | 2820.48 |  | Publicly Announced | 2032-12-31 | 2035 |  | 2026-03-10 | 2026-03-31 08:22
1154 | Osborne |  | Osborne Cogeneration Pty Ltd | BORAL | SA1 | 200 | 115401 | Osborne:OSB01 | Gas Turbine | CCGT | Natural Gas | OSB-AG | Scheduled | 1 |  | 118 |  | 118 |  | Announced Withdrawal |  | 2027 | 2027-12-31 | 2026-03-10 | 2026-03-30 10:57 | 123 | 114 | 112 | 123 | 114 | 112 | 0 | 0 | 0 | 0 | 0 | 0 | 0 | 0 | 0 | 0 | 0 | 0 | 0 | 0 | 0 | 0 | 0 | 0 | 0 | 0 | 0 | 0 | 0 | 0
1154 | Osborne |  | Osborne Cogeneration Pty Ltd | BORAL | SA1 | 200 | 115402 | Osborne:OSB02 | Gas Turbine | CCGT | Natural Gas | OSB-AG | Scheduled | 1 |  | 62 |  | 62 |  | Announced Withdrawal |  | 2027 | 2027-12-31 | 2026-03-10 | 2026-03-30 10:57 | 66 | 64 | 63 | 66 | 64 | 63 | 0 | 0 | 0 | 0 | 0 | 0 | 0 | 0 | 0 | 0 | 0 | 0 | 0 | 0 | 0 | 0 | 0 | 0 | 0 | 0 | 0 | 0 | 0 | 0
2651 | Osborne BESS | S00060 | Osboourne Cogeneration P/L |  | SA1 | 120 | 265101 | OSBS_GU1 | Battery Storage | Lithium-ion |  |  | Scheduled | 1 |  | 300 |  | 300 |  | Publicly Announced |  |  |  | 2026-03-10 | 2024-01-14 17:42
1751 | Oven Mountain Pumped Storage | N00007 | Oven Mountain Pumped Storage | alinta_nr | NSW1 | 900 | 175101 | OM Pump | Hydro | Pumped Hydro |  |  | Scheduled | 1 |  | 900 |  | 900 | 7200 | Publicly Announced | 2036-01-01 | 2136 |  | 2026-03-10 | 2026-03-25 10:47
2064 | Oxley Solar Farm | N00116 | Oxley Solar Development Pty Ltd | oxleysolarfarm_nr | NSW1 | 300 | 206401 | Oxley So | Solar PV | Fixed |  |  | Semi-scheduled | 1 |  | 300 |  | 300 |  | Publicly Announced |  |  |  | 2025-09-01 | 2023-09-11 22:08
2522 | Pacific Green Energy Park - Limestone Coast North | S00045 | Pacific Green | pacificgreen_NR | SA1 | 250 | 252201 | PGBS_GU1 | Battery Storage | Lithium-ion |  |  | Scheduled | 1 |  | 250 |  | 250 | 500 | Publicly Announced |  |  |  | 2026-03-10 | 2026-05-22 10:31
2523 | Pacific Green Energy Park - Limestone Coast West | S00048 | Pacific Green | pacificgreen_NR | SA1 | 250 | 252301 | PGBS_GU1 | Battery Storage | Lithium-ion |  |  | Scheduled | 80 |  | 4.2 |  | 336 | 500 | Publicly Announced |  |  |  | 2026-12-05 | 2026-05-22 10:32
2524 | Pacific Green Energy Park – Portland |  | Pacific Green Energy Park Cascade Trust | pacificgreen_NR | VIC1 | 250 | 252401 | PGBS_GU3 | Battery Storage | Lithium-ion |  |  | Scheduled | 160 |  | 6 |  | 960 | 500.8 | Publicly Announced |  |  |  | 2026-03-10 | 2025-09-23 10:00
2611 | Pacific Green Energy Park Portland West | V00113 | Pacific Green Energy Park Portland West Trust | pacificgreen_NR | VIC1 | 250 | 261101 | PLBS_GU1 | Battery Storage | Lithium-ion |  |  | Scheduled | 1 |  | 1000 |  | 1000 | 1000 | Publicly Announced |  |  |  | 2026-12-05 | 2026-05-22 10:33
3209 | Pacific Green Energy Park Stonehill - KCI | Q00271 | Pacific Green Rocky Creek Pty Ltd |  | QLD1 | 250 | 320901 | PGEF_GU1 | Battery Storage | Lithium-ion |  |  | Semi-scheduled | 1 |  | 250 |  | 250 | 250 | Publicly Announced |  |  |  | 2026-03-10 | 2026-01-22 16:00
3212 | Pacific Green Kingswell Energy Park - KCI | Q00278 | Pacific Green Energy Group Pty Ltd |  | QLD1 | 500 | 321201 | KINGW_GU1 | Battery Storage | Lithium-ion |  |  | Scheduled | 1 |  | 500 |  | 500 | 500 | Publicly Announced |  |  |  | 2026-03-10 | 2026-01-22 16:01
1155 | Paling Yards Wind Farm | N00001 | Paling Yards Development Pty Ltd | globalpower-generation_NR | NSW1 | 286.7 | 115502 | PYWF | Wind | Onshore |  |  | Semi-scheduled | 47 |  | 6.1 |  | 286.7 |  | Publicly Announced | 2029-07-01 | 2060 |  | 2026-12-05 | 2026-03-18 14:17
1337 | Palmer Wind Farm | S00035 | Tilt Renewables Australia Pty Ltd | SNOWTOWN | SA1 | 274 | 133701 | Palmer Wind Farm:1-103 | Wind | Onshore |  |  | Semi-scheduled | 40 |  | 6.85 |  | 274 |  | Publicly Announced | 2028-10-22 | 2053 |  | 2026-12-05 | 2026-05-19 15:23
2234 | Palmerston BESS (Akaysha) | T00014 | Palmerston ProjectCo Pty Ltd | akayshaenergy_NR | TAS1 | 100 | 223401 | PBESA_G1 | Battery Storage | Lithium-ion |  |  | Scheduled | 23 | 4.35 | 4.35 | 100.05 | 100.05 | 200.1 | Publicly Announced | 2029-09-30 | 2055 |  | 2026-12-05 | 2026-05-25 10:26
1156 | Paloona |  | Hydro-Electric Corporation | HYDROTAS | TAS1 | 33 | 115601 | Paloona:1 | Hydro | Dam |  | PALOONA | Non-scheduled | 1 |  | 28 |  | 28 |  | In Service |  | 2100 |  | 2026-03-10 | 2026-03-20 16:13
2222 | Panorama BESS | N00093 | PANORAMA BESS SUBCO PTY LTD as trustee for the PANORAMA BESS UNIT TRUST | recurrentenergy_nr | NSW1 | 100 | 222201 | PBESS_G1 | Battery Storage | Lithium-ion |  |  | Scheduled | 32 | 4.39 | 4.39 | 140.48 | 140.48 | 280.96 | Publicly Announced | 2028-01-01 | 2055 |  | 2026-03-10 | 2026-03-30 11:49
2903 | Para Hill BESS | S00079 | X-Elio Australia Pty Ltd | x-elio_NR | SA1 | 300 | 290301 | PHBS_GU1 | Battery Storage | Lithium-ion |  |  | Scheduled | 1 |  | 300 |  | 300 | 300 | Publicly Announced |  |  |  | 2026-03-10 | 2025-07-04 01:34
3295 | Parkes Energy Recovery Project |  | Parkes Energy Recovery ProjectCo Pty Ltd as the trustee for Parkes Energy Recovery Project Trust | parkes_nr | NSW1 | 76 | 329501 | Parkes Energy Recovery Facility | Other | Biomass |  |  | Scheduled | 1 |  | 76 |  | 76 |  | Publicly Announced |  |  |  |  | 2026-06-17 12:20
1402 | Parkes Solar Farm |  | Parkes Solar Farm Pty Ltd | PSF | NSW1 | 49.5 | 140201 | Parkes Solar Farm:Solar Panels | Solar PV | Single Axis Tracking |  | PARSF1 | Semi-scheduled | 22 |  | 2.25 |  | 49.5 |  | In Service |  | 2042 |  | 2026-03-10 | 2026-03-30 16:21 | 49.5 | 49.5 | 49.5 | 49.5 | 49.5 | 49.5 | 49.5 | 49.5 | 49.5 | 49.5 | 49.5 | 49.5 | 49.5 | 49.5 | 49.5 | 49.5 | 49.5 | 49.5 | 49.5 | 49.5 | 49.5 | 49.5 | 49.5 | 49.5 | 49.5 | 49.5 | 49.5 | 49.5 | 49.5 | 49.5
3310 | Pear Tree Solar Hybrid Project - KCI | T00046 |  |  | TAS1 | 400 | 331001 | Pear Tree Solar Hybrid Project - Solar | Solar PV | Single Axis Tracking |  |  | Semi-scheduled | 1 |  | 400 |  | 400 |  | Publicly Announced |  |  |  |  | 2026-07-02 10:03
3310 | Pear Tree Solar Hybrid Project - KCI | T00046 |  |  | TAS1 | 400 | 331002 | Pear Tree Solar Hybrid Project - BESS | Battery Storage | Lithium-ion |  |  | Scheduled | 1 |  | 400 |  | 400 |  | Publicly Announced |  |  |  |  | 2026-07-02 10:03
2918 | Peel Valley Solar Hybrid (PV+BESS) | N00212 | Potentia Energy Group P/L | enel_NR | NSW1 | 300 | 291801 | PVSF_GU1 | Solar PV | Fixed |  |  | Semi-scheduled | 92 | 4.4 | 4.4 | 404.8 | 404.8 |  | Publicly Announced | 2030-01-15 | 2050 |  | 2026-03-10 | 2026-06-15 09:03
2918 | Peel Valley Solar Hybrid (PV+BESS) | N00212 | Potentia Energy Group P/L | enel_NR | NSW1 | 300 | 291802 | PVBS_GU2 | Battery Storage | Lithium-ion |  |  | Scheduled | 92 | 4.4 | 4.4 | 404.8 | 404.8 | 494.04 | Publicly Announced | 2030-01-15 | 2055 |  | 2026-03-10 | 2026-06-15 09:03
1158 | Pelican Point |  | Pelican Point Power Limited | NPSAIL | SA1 | 522 | 115801 | PPCCGT1 | Gas Turbine | CCGT | Natural Gas | PPCCGT | Scheduled | 1 |  | 179 |  | 179 |  | In Service |  | 2037 |  | 2026-03-10 | 2026-04-02 13:16 | 167 | 156 | 138 | 167 | 156 | 138 | 167 | 156 | 138 | 167 | 156 | 138 | 167 | 156 | 138 | 167 | 156 | 138 | 167 | 156 | 138 | 167 | 156 | 138 | 167 | 156 | 138 | 167 | 156 | 138
1158 | Pelican Point |  | Pelican Point Power Limited | NPSAIL | SA1 | 522 | 115802 | PPCCGT2 | Gas Turbine | CCGT | Natural Gas | PPCCGT | Scheduled | 1 |  | 179 |  | 179 |  | In Service |  | 2037 |  | 2026-03-10 | 2026-04-02 13:16 | 174 | 163 | 143 | 174 | 163 | 143 | 174 | 163 | 143 | 174 | 163 | 143 | 174 | 163 | 143 | 174 | 163 | 143 | 174 | 163 | 143 | 174 | 163 | 143 | 174 | 163 | 143 | 174 | 163 | 143
1158 | Pelican Point |  | Pelican Point Power Limited | NPSAIL | SA1 | 522 | 115803 | PPCCST | Gas Turbine | CCGT | Natural Gas | PPCCGT | Scheduled | 1 |  | 171 |  | 171 |  | In Service |  | 2037 |  | 2026-03-10 | 2026-04-02 13:16 | 157 | 149 | 135 | 157 | 149 | 135 | 157 | 149 | 135 | 157 | 149 | 135 | 157 | 149 | 135 | 157 | 149 | 135 | 157 | 149 | 135 | 157 | 149 | 135 | 157 | 149 | 135 | 157 | 149 | 135
3008 | Pelican Point BESS | S00087 | Engie | engie_NR | SA1 | 200 | 300801 | PPBESS1 | Battery Storage | Lithium-ion |  |  | Scheduled | 1 | 303.6 | 200 | 303.6 | 200 | 400 | Committed* | 2027-07-19 | 2047 |  | 2026-12-05 | 2026-05-19 10:50 | 0 | 0 | 0 | 0 | 200 | 200 | 200 | 200 | 200 | 200 | 200 | 200 | 200 | 200 | 200 | 200 | 200 | 200 | 200 | 200 | 200 | 200 | 200 | 200 | 200 | 200 | 200 | 200 | 200 | 200 | 0 | 0 | 0 | 400 | 400 | 400 | 400 | 400 | 400 | 400 | 400 | 400 | 400 | 400 | 400 | 400 | 400 | 400 | 400 | 400
1930 | Penfield BESS |  | Aquila Capital | aquila-capital_NR | SA1 | 20 | 193002 | Penfield BESS | Battery Storage | Lithium-ion |  |  | Scheduled | 1 |  | 20 |  | 20 | 40 | Publicly Announced | 2028-12-20 | 2050 |  | 2026-12-05 | 2026-05-26 16:02
2518 | Peninsula Solar Farm And BESS | N00142 | Edify Energy Pty Ltd | edifyenergy_NR | NSW1 | 80 | 251801 | PSFB_GU1 | Solar PV | Single Axis Tracking |  |  | Semi-scheduled | 1 |  | 80 |  | 80 |  | Publicly Announced |  |  |  | 2026-12-05 | 2026-05-22 16:59
2518 | Peninsula Solar Farm And BESS | N00142 | Edify Energy Pty Ltd | edifyenergy_NR | NSW1 | 80 | 251802 | PSFB_GU2 | Battery Storage | Lithium-ion |  |  | Scheduled | 1 |  | 80 |  | 80 | 160 | Publicly Announced |  |  |  | 2026-12-05 | 2026-05-22 16:59
2425 | Philip Island BESS |  | Mondo Metering | mondo_NR | VIC1 | 5 | 242501 | PIBS_GU1 | Battery Storage | Lithium-ion |  | PIBESS1 | Scheduled | 1 | 5 | 5 | 5 | 5 | 10 | In Service |  | 2038 |  | 2026-03-10 | 2026-03-27 15:42 | 5 | 5 | 5 | 5 | 5 | 5 | 5 | 5 | 5 | 5 | 5 | 5 | 5 | 5 | 5 | 5 | 5 | 5 | 5 | 5 | 5 | 5 | 5 | 5 | 5 | 5 | 5 | 5 | 5 | 5 | 5 | 5 | 5 | 5 | 5 | 5 | 5 | 5 | 5 | 5 | 5 | 5 | 5 | 5 | 5 | 5 | 5 | 5 | 5 | 5
2534 | Phoenix Pumped Hydro Project | N00125 | ACEN Phoenix Pty Ltd | acenaustralia_NR | NSW1 | 810 | 253401 | PPHS_GU1 | Hydro | Pumped Hydro |  |  | Scheduled | 3 |  | 270 |  | 810 | 9720 | Publicly Announced | 2032-12-01 | 2090 |  | 2026-03-10 | 2026-03-30 16:54
2219 | Piambong Wind Farm - KCI | N00090 | Piambong Wind Farm Pty Ltd | vestas_NR | NSW1 | 583.2 | 221901 | PWF_G1 | Wind | Onshore |  |  | Semi-scheduled | 81 |  | 7.2 |  | 583.2 |  | Publicly Announced | 2028-12-01 | 2058 |  | 2026-03-10 | 2026-03-24 10:43
2835 | Pikedale Wind Farm (KCI) | Q00188 | Squadron Energy Developments Pty Ltd | squadronenergy_NR | QLD1 | 1500 | 283501 | WRBSPDWF | Wind | Onshore |  |  | Semi-scheduled | 250 |  | 6 |  | 1500 |  | Publicly Announced | 2060-07-01 | 2060 |  | 2026-03-10 | 2026-03-17 03:04
1159 | Pindari |  | AGL Hydro Partnership | SOUTHHYD | NSW1 | 6 | 115901 | Pindari:1 | Hydro | Dam |  | PINDARI | Non-scheduled | 1 |  | 5.77 |  | 5.77 |  | In Service |  | 2032 |  | 2026-03-10 | 2026-03-31 14:58
2740 | Pine Lodge 2 BESS - KCI | V00153 | ACEnergy Pty Ltd | acenergy_NR | VIC1 | 350 | 274001 | PLBS_GU1 | Battery Storage | Lithium-ion |  |  | Scheduled | 126 | 3.62 | 3.62 | 456.12 | 456.12 | 700.56 | Publicly Announced | 2029-06-01 | 2050 |  | 2026-03-10 | 2026-03-30 16:57
1997 | Pine Lodge BESS | V00063 | ENERGY STORAGE PROJECT NO 6 PTY LTD | valent-energy_nr | VIC1 | 250 | 199701 | PineBESS | Battery Storage | Lithium-ion |  |  | Scheduled | 1 | 1 | 250 | 1 | 250 | 668 | Committed* | 2026-10-31 | 2046 |  | 2026-12-05 | 2026-05-18 17:35 | 250 | 250 | 250 | 250 | 250 | 250 | 250 | 250 | 250 | 250 | 250 | 250 | 250 | 250 | 250 | 250 | 250 | 250 | 250 | 250 | 250 | 250 | 250 | 250 | 250 | 250 | 250 | 250 | 250 | 250 | 668 | 668 | 668 | 668 | 668 | 668 | 668 | 668 | 668 | 668 | 668 | 668 | 668 | 668 | 668 | 668 | 668 | 668 | 668 | 668
3201 | Pinecrest Battery Energy Storage System | N00254 | Pinecrest Developments Pty Ltd |  | NSW1 | 250 | 320101 | PC_GU1 | Battery Storage | Lithium-ion |  |  | Scheduled | 130 |  | 1.93 |  | 250.9 |  | Publicly Announced |  |  |  | 2026-03-10 | 2026-01-21 14:42
2381 | Pinnacles BESS - Storage - KCI | Q00057 | Enervest Operations Pty Ltd | enervest_NR | QLD1 | 400 | 238101 | PBS_GU1 | Battery Storage | Lithium-ion |  |  | Scheduled | 1 |  | 400 |  | 400 | 1600 | Publicly Announced | 2030-03-31 | 2050 |  | 2026-12-05 | 2026-03-31 15:51
2586 | Pint Pot BESS | N00136 | FRV Services Australia Pty Ltd | frv_NR | NSW1 | 315 | 258601 | PPBS_GU1 | Battery Storage | Lithium-ion |  |  | Scheduled | 106 |  | 4 |  | 424 | 1260.34 | Publicly Announced |  |  |  | 2026-03-10 | 2026-03-20 16:20
2704 | Pioneer BESS - KCI | Q00153 | Edify Energy Pty Ltd | edifyenergy_NR | QLD1 | 200 | 270401 | Pioneerb | Battery Storage | Lithium-ion |  |  | Scheduled | 1 | 220 | 200 | 220 | 200 | 200 | Publicly Announced | 2028-11-01 | 2048 |  | 2026-12-05 | 2026-05-22 16:59
1160 | Pioneer Sugar Mill |  | Pioneer Sugar Mills P/L | EEQ | QLD1 | 67.8 | 116001 | Pioneer Sugar Mill:Unit 1 | Other | Biomass | Biofuel/Biomass |  | Non-scheduled | 1 |  | 36.9 |  | 36.9 |  | In Service |  | 2040 |  | 2026-03-10 | 2026-03-18 13:04
1160 | Pioneer Sugar Mill |  | Pioneer Sugar Mills P/L | EEQ | QLD1 | 67.8 | 116002 | Pioneer Sugar Mill:Unit 2 | Other | Biomass | Biofuel/Biomass |  | Non-scheduled | 1 |  | 30.9 |  | 30.9 |  | In Service |  | 2040 |  | 2026-03-10 | 2026-03-18 13:04
2419 | Playford Battery |  | CFG |  | SA1 | 100 | 241901 | PFBS_GU1 | Battery Storage | Lithium-ion |  |  | Scheduled | 1 |  | 100 |  | 100 | 100 | Publicly Announced |  |  |  | 2026-03-10 | 2023-03-02 00:39
2728 | Pleasant Hills Solar Farm - KCI | Q00154 | TotalEnergies Renewables Australia Pty Ltd | totalenergies_nr | QLD1 | 80 | 272801 | PHSF_GU1 | Solar PV | Single Axis Tracking |  |  | Semi-scheduled | 28 | 2.92 | 2.86 | 81.76 | 80.08 |  | Publicly Announced | 2029-10-07 | 2065 |  | 2026-03-10 | 2026-05-21 14:40
2806 | Pleystowe BESS |  | PLEYSTOWE BESS PTY LTD | trinasolar_nr | QLD1 | 200 | 280602 | PSBS_GU1 | Battery Storage | Lithium-ion |  |  | Scheduled | 1 | 334 | 200 | 334 | 200 | 800 | Publicly Announced | 2028-12-31 | 2046 |  | 2026-03-10 | 2026-03-31 17:19
2836 | Pleystowe BESS (KCI) | Q00189 | Pleystowe BESS P/L | pleystowe_nr | QLD1 | 200 | 283601 | PSBS_GU1 | Battery Storage | Lithium-ion |  |  | Scheduled | 1 |  | 200 |  | 200 |  | Publicly Announced |  |  |  | 2025-09-01 | 2024-10-04 01:33
1162 | Poatina |  | Hydro-Electric Corporation | HYDROTAS | TAS1 | 372 | 116201 | Poatina:2 | Hydro | Dam |  | POAT110 | Scheduled | 1 |  | 50 |  | 50 |  | In Service |  | 2100 |  | 2026-03-10 | 2026-03-20 16:15 | 0 | 0 | 0 | 0 | 57 | 57 | 57 | 57 | 57 | 57 | 57 | 57 | 57 | 57 | 57 | 57 | 57 | 57 | 57 | 57 | 57 | 57 | 57 | 57 | 57 | 0 | 0 | 0 | 57 | 57
1162 | Poatina |  | Hydro-Electric Corporation | HYDROTAS | TAS1 | 372 | 116202 | Poatina:3 | Hydro | Dam |  | POAT220 | Scheduled | 1 |  | 50 |  | 50 |  | In Service |  | 2100 |  | 2026-03-10 | 2026-03-20 16:15 | 0 | 57 | 57 | 0 | 57 | 57 | 57 | 57 | 57 | 57 | 57 | 57 | 0 | 57 | 57 | 57 | 57 | 57 | 57 | 0 | 0 | 0 | 57 | 57 | 57 | 57 | 57 | 57 | 57 | 57
1162 | Poatina |  | Hydro-Electric Corporation | HYDROTAS | TAS1 | 372 | 116203 | Poatina:4 | Hydro | Dam |  | POAT220 | Scheduled | 1 |  | 50 |  | 50 |  | In Service |  | 2100 |  | 2026-03-10 | 2026-03-20 16:15 | 0 | 57 | 57 | 0 | 57 | 57 | 57 | 57 | 57 | 57 | 57 | 57 | 57 | 57 | 57 | 57 | 57 | 57 | 57 | 57 | 57 | 57 | 0 | 0 | 0 | 57 | 57 | 57 | 57 | 57
1162 | Poatina |  | Hydro-Electric Corporation | HYDROTAS | TAS1 | 372 | 116204 | Poatina:5 | Hydro | Dam |  | POAT220 | Scheduled | 1 |  | 50 |  | 50 |  | In Service |  | 2100 |  | 2026-03-10 | 2026-03-20 16:15 | 0 | 57 | 57 | 0 | 57 | 57 | 57 | 57 | 57 | 57 | 57 | 57 | 57 | 57 | 57 | 57 | 57 | 57 | 57 | 0 | 0 | 0 | 57 | 57 | 57 | 57 | 57 | 57 | 57 | 57
1162 | Poatina |  | Hydro-Electric Corporation | HYDROTAS | TAS1 | 372 | 116205 | Poatina:6 | Hydro | Dam |  | POAT220 | Scheduled | 1 |  | 50 |  | 50 |  | In Service |  | 2100 |  | 2026-03-10 | 2026-03-20 16:15 | 0 | 57 | 57 | 0 | 0 | 0 | 57 | 57 | 57 | 57 | 57 | 57 | 57 | 0 | 0 | 57 | 57 | 57 | 57 | 57 | 57 | 57 | 0 | 0 | 57 | 57 | 57 | 57 | 57 | 57
1162 | Poatina |  | Hydro-Electric Corporation | HYDROTAS | TAS1 | 372 | 116206 | Poatina1 | Hydro | Dam |  | POAT110 | Scheduled | 1 |  | 50 |  | 50 |  | In Service |  | 2100 |  | 2026-03-10 | 2026-03-20 16:15 | 0 | 57 | 57 | 0 | 57 | 57 | 57 | 57 | 57 | 57 | 0 | 0 | 57 | 57 | 57 | 57 | 57 | 57 | 57 | 57 | 57 | 57 | 57 | 57 | 0 | 0 | 0 | 57 | 57 | 57
1392 | Port Augusta Renewable Energy Park - Solar | S00025 | PAREP 1 Pty Ltd | BBPEM | SA1 | 107 | 139201 | Port Augusta Renewable Energy Park - Solar:Central | Solar PV | Fixed |  | PAREPS1 | Semi-scheduled | 36 | 2.75 | 2.75 | 99 | 99 |  | In Service |  | 2047 |  | 2026-03-10 | 2026-05-19 10:08 | 77.004 | 77.004 | 77.004 | 77.004 | 77.004 | 77.004 | 77.004 | 77.004 | 77.004 | 77.004 | 77.004 | 77.004 | 77.004 | 77.004 | 77.004 | 77.004 | 77.004 | 77.004 | 77.004 | 77.004 | 77.004 | 77.004 | 77.004 | 77.004 | 77.004 | 77.004 | 77.004 | 77.004 | 77.004 | 77.004
1375 | Port Augusta Renewable Energy Park - Wind |  | PAREP 1 Pty Ltd | BBPEM | SA1 | 210 | 137501 | Port Augusta Renewable Energy Park - Wind:Turbine | Wind | Onshore |  | PAREPW1 | Semi-scheduled | 50 | 4.2 | 4.02 | 210 | 201 |  | In Service |  | 2052 |  | 2026-03-10 | 2026-05-19 10:09 | 201 | 201 | 201 | 201 | 201 | 201 | 201 | 201 | 201 | 201 | 201 | 201 | 201 | 201 | 201 | 201 | 201 | 201 | 201 | 201 | 201 | 201 | 201 | 201 | 201 | 201 | 201 | 201 | 201 | 201
2839 | Port Augusta Solar Farm (KCI) | S00076 | Edify Energy Pty Ltd | edifyenergy_NR | SA1 | 300 | 283901 | PASF_GU1 | Solar PV | Fixed |  |  | Semi-scheduled | 1 |  | 300 |  | 300 |  | Publicly Announced |  |  |  | 2026-03-10 | 2025-12-16 17:43
2180 | Port Kembla Power Station | N00031 | Australian Industrial Power |  | NSW1 | 660 | 218001 | PKPS_G1 | Other | Other |  |  | Scheduled | 1 |  | 660 |  | 660 |  | Publicly Announced |  |  |  | 2026-03-10 | 2023-01-19 17:38
2227 | Port Latta Wind Farm | T00006 | Oz Green Energy I Pty Ltd | aquila-capital_NR | TAS1 | 20.8 | 222701 | PLWF_G1 | Wind | Onshore |  |  | Semi-scheduled | 5 | 4.16 | 4.2 | 20.8 | 21 |  | Anticipated | 2028-07-21 | 2058 |  | 2026-12-05 | 2026-05-19 11:49 | 0 | 0 | 0 | 0 | 0 | 0 | 20.8 | 20.8 | 20.8 | 20.8 | 20.8 | 20.8 | 20.8 | 20.8 | 20.8 | 20.8 | 20.8 | 20.8 | 20.8 | 20.8 | 20.8 | 20.8 | 20.8 | 20.8 | 20.8 | 20.8 | 20.8 | 20.8 | 20.8 | 20.8
1163 | Port Lincoln GT |  | Synergen Power Pty Ltd | PEAKCO | SA1 | 74 | 116301 | PL1 | Gas Turbine | OCGT | Diesel/ Fuel Oil | POR01 | Scheduled | 1 |  | 25 |  | 25 |  | Announced Withdrawal |  | 2028 | 2028-01-01 | 2026-03-10 | 2026-04-02 13:26 | 0 | 0 | 0 | 0 | 0 | 0 | 0 | 0 | 0 | 0 | 0 | 0 | 0 | 0 | 0 | 0 | 0 | 0 | 0 | 0 | 0 | 0 | 0 | 0 | 0 | 0 | 0 | 0 | 0 | 0
1163 | Port Lincoln GT |  | Synergen Power Pty Ltd | PEAKCO | SA1 | 74 | 116302 | PL2 | Gas Turbine | OCGT | Diesel/ Fuel Oil | POR01 | Scheduled | 1 |  | 25 |  | 25 |  | Announced Withdrawal |  | 2028 | 2028-01-01 | 2026-03-10 | 2026-04-02 13:26 | 0 | 0 | 0 | 0 | 0 | 0 | 0 | 0 | 0 | 0 | 0 | 0 | 0 | 0 | 0 | 0 | 0 | 0 | 0 | 0 | 0 | 0 | 0 | 0 | 0 | 0 | 0 | 0 | 0 | 0
1163 | Port Lincoln GT |  | Synergen Power Pty Ltd | PEAKCO | SA1 | 74 | 116303 | PL3 | Gas Turbine | OCGT | Diesel/ Fuel Oil | POR03 | Scheduled | 1 |  | 23.5 |  | 23.5 |  | Announced Withdrawal |  | 2028 | 2028-01-01 | 2026-03-10 | 2026-04-02 13:26 | 0 | 0 | 0 | 0 | 0 | 0 | 0 | 0 | 0 | 0 | 0 | 0 | 0 | 0 | 0 | 0 | 0 | 0 | 0 | 0 | 0 | 0 | 0 | 0 | 0 | 0 | 0 | 0 | 0 | 0
2309 | Port Pirie Solar Farm - KCI | S00024 | Trafigura Hydrogen Australia |  | SA1 | 300 | 230901 | PPSF_GU1 | Solar PV | Fixed |  |  | Semi-scheduled | 1 |  | 300 |  | 300 |  | Publicly Announced |  |  |  | 2026-03-10 | 2023-01-19 17:39
1391 | Port Stanvac 1 |  | Snowy Hydro Ltd | SNOWY | SA1 | 65 | 139101 | Port Stanvac 1:Units 1-18 | Gas Turbine | OCGT | Diesel/ Fuel Oil | PTSTAN1 | Scheduled | 18 |  | 1.57 |  | 28.26 |  | In Service |  | 2070 |  | 2026-03-10 | 2026-03-29 13:28 | 28.26 | 28.26 | 28.26 | 28.26 | 28.26 | 28.26 | 28.26 | 28.26 | 28.26 | 28.26 | 28.26 | 28.26 | 28.26 | 28.26 | 28.26 | 28.26 | 28.26 | 28.26 | 28.26 | 28.26 | 28.26 | 28.26 | 28.26 | 28.26 | 28.26 | 28.26 | 28.26 | 28.26 | 28.26 | 28.26
1391 | Port Stanvac 1 |  | Snowy Hydro Ltd | SNOWY | SA1 | 65 | 139102 | Port Stanvac 1:Units 19-36 | Gas Turbine | OCGT | Diesel/ Fuel Oil | PTSTAN1 | Scheduled | 18 |  | 1.57 |  | 28.26 |  | In Service |  | 2070 |  | 2026-03-10 | 2026-03-29 13:28 | 28.26 | 28.26 | 28.26 | 28.26 | 28.26 | 28.26 | 28.26 | 28.26 | 28.26 | 28.26 | 28.26 | 28.26 | 28.26 | 28.26 | 28.26 | 28.26 | 28.26 | 28.26 | 28.26 | 28.26 | 28.26 | 28.26 | 28.26 | 28.26 | 28.26 | 28.26 | 28.26 | 28.26 | 28.26 | 28.26
3302 | Portland BESS - KCI | N00309 |  |  | NSW1 | 500 | 330201 | Portland BESS | Battery Storage | Lithium-ion |  |  | Scheduled | 1 |  | 500 |  | 500 |  | Publicly Announced |  |  |  |  | 2026-06-30 11:31
3158 | Portland Energy Park BESS |  | Pacific Green | pacificgreen_NR | VIC1 | 1000 | 315801 | PEPBS_GU1 | Battery Storage | Lithium-ion |  |  | Scheduled | 1 |  | 1000 |  | 1000 | 2500 | Publicly Announced |  |  |  | 2026-03-10 | 2026-01-15 15:44
2710 | Portland Renewables Project - KCI | V00150 | HAMR Energy Pty Ltd |  | VIC1 | 350 | 271001 | Portland | Battery Storage | Lithium-ion |  |  | Scheduled | 1 |  | 350 |  | 350 | 350 | Publicly Announced |  |  |  | 2026-03-10 | 2024-03-28 20:16
1165 | Portland Wind Farm |  | Pacific Hydro Portland Wind Farm Pty Ltd | PORTWF | VIC1 | 151.7 | 116501 | Portland Wind Farm:PWEP II 1-29 | Wind | Onshore |  |  | Significant Non-scheduled | 29 |  | 2.05 |  | 59.45 |  | In Service |  | 2044 |  | 2026-03-10 | 2026-06-04 11:16 | 59.45 | 59.45 | 59.45 | 59.45 | 59.45 | 59.45 | 59.45 | 59.45 | 59.45 | 59.45 | 59.45 | 59.45 | 59.45 | 59.45 | 59.45 | 59.45 | 59.45 | 59.45 | 59.45 | 59.45 | 59.45 | 59.45 | 59.45 | 59.45 | 59.45 | 59.45 | 59.45 | 59.45 | 59.45 | 59.45 | 0 | 0 | 0 | 0 | 0 | 0 | 0 | 0 | 0 | 0 | 0 | 0 | 0 | 0 | 0 | 0 | 0 | 0 | 0 | 0
1165 | Portland Wind Farm |  | Pacific Hydro Portland Wind Farm Pty Ltd | PORTWF | VIC1 | 151.7 | 116502 | Portland Wind Farm:PWEP III 30-51 | Wind | Onshore |  |  | Significant Non-scheduled | 22 |  | 2.05 |  | 45.1 |  | In Service |  | 2044 |  | 2026-03-10 | 2026-06-04 11:16 | 45.1 | 45.1 | 45.1 | 45.1 | 45.1 | 45.1 | 45.1 | 45.1 | 45.1 | 45.1 | 45.1 | 45.1 | 45.1 | 45.1 | 45.1 | 45.1 | 45.1 | 45.1 | 45.1 | 45.1 | 45.1 | 45.1 | 45.1 | 45.1 | 45.1 | 45.1 | 45.1 | 45.1 | 45.1 | 45.1 | 0 | 0 | 0 | 0 | 0 | 0 | 0 | 0 | 0 | 0 | 0 | 0 | 0 | 0 | 0 | 0 | 0 | 0 | 0 | 0
1165 | Portland Wind Farm |  | Pacific Hydro Portland Wind Farm Pty Ltd | PORTWF | VIC1 | 151.7 | 116503 | Portland Wind Farm:PWEP IV 52-74 | Wind | Onshore |  |  | Significant Non-scheduled | 23 |  | 2.05 |  | 47.15 |  | In Service |  | 2044 |  | 2026-03-10 | 2026-06-04 11:16 | 47.15 | 47.15 | 47.15 | 47.15 | 47.15 | 47.15 | 47.15 | 47.15 | 47.15 | 47.15 | 47.15 | 47.15 | 47.15 | 47.15 | 47.15 | 47.15 | 47.15 | 47.15 | 47.15 | 47.15 | 47.15 | 47.15 | 47.15 | 47.15 | 47.15 | 47.15 | 47.15 | 47.15 | 47.15 | 47.15 | 0 | 0 | 0 | 0 | 0 | 0 | 0 | 0 | 0 | 0 | 0 | 0 | 0 | 0 | 0 | 0 | 0 | 0 | 0 | 0
2718 | Pottinger Energy Park - Battery - KCI | N00158 | Pottinger Renewables P/L |  | NSW1 | 500 | 271801 | PGBS_GU1 | Battery Storage | Lithium-ion |  |  | Scheduled | 255 |  | 1.96 |  | 499.8 |  | Publicly Announced |  |  |  | 2026-03-10 | 2024-04-02 20:55
2717 | Pottinger Energy Park - Solar - KCI | N00158 | Pottinger Renewables P/L |  | NSW1 | 300 | 271701 | PGSF_GU1 | Solar PV | Fixed |  |  | Semi-scheduled | 128 |  | 2.34 |  | 299.52 |  | Publicly Announced |  |  |  | 2026-03-10 | 2024-04-02 20:48
2716 | Pottinger Energy Park - Wind - KCI | N00158 | Pottinger Renewables P/L |  | NSW1 | 1300 | 271601 | PGWF_GU1 | Wind | Onshore |  |  | Semi-scheduled | 250 |  | 5.2 |  | 1300 |  | Publicly Announced |  |  |  | 2026-03-10 | 2024-04-02 20:31
1569 | Prairie Solar Farm |  | Pacific Hydro Australia Developments Pty Ltd | pacificblue_nr | VIC1 | 250 | 156901 | Prairie | Solar PV | Single Axis Tracking |  |  | Semi-scheduled | 1 | 250 | 246.3 | 250 | 246.3 |  | Publicly Announced | 2035-09-30 | 2055 |  | 2026-03-10 | 2026-05-18 13:28
1606 | Prairie WF and Wongalee WF |  | Prairie Wind Farm Pty Ltd | windlab_NR | QLD1 | 2000 | 160602 | Prairie | Wind | Onshore |  |  | Semi-scheduled | 100 |  | 8 |  | 800 |  | Publicly Announced | 2031-12-31 | 2061 |  | 2026-03-10 | 2026-04-08 09:52
1606 | Prairie WF and Wongalee WF |  | Prairie Wind Farm Pty Ltd | windlab_NR | QLD1 | 2000 | 160603 | Wongalee | Wind | Onshore |  |  | Semi-scheduled | 150 |  | 8 |  | 1200 |  | Publicly Announced | 2032-12-31 | 2062 |  | 2026-03-10 | 2026-04-08 09:52
3055 | Project Brandy BESS | N00244 | Evolution Pty Ltd | evolution_nr | NSW1 | 90 | 305501 | PBBS_GU1 | Battery Storage | Lithium-ion |  |  | Scheduled | 14 |  | 6.9 |  | 96.6 |  | Publicly Announced |  |  |  | 2025-09-01 | 2025-07-02 01:06
3055 | Project Brandy BESS | N00244 | Evolution Pty Ltd | evolution_nr | NSW1 | 90 | 305502 | PBBS_GU2 | Battery Storage | Lithium-ion |  |  | Scheduled | 13 |  | 6.9 |  | 89.7 |  | Publicly Announced |  |  |  | 2025-09-01 | 2025-07-02 01:06
2736 | Project Monash - Solar - KCI | S00066 | Monash Renewables Pty Ltd |  | SA1 | 375 | 273601 | PMSF_GU1 | Solar PV | Fixed |  |  | Semi-scheduled | 1 |  | 375 |  | 375 |  | Publicly Announced |  |  |  | 2026-03-10 | 2024-04-03 01:12
2737 | Project Monash - Storage - KCI | S00066 | Monash Renewables Pty Ltd |  | SA1 | 125 | 273701 | PMBS_GU1 | Battery Storage | Lithium-ion |  |  | Scheduled | 1 |  | 125 |  | 125 |  | Publicly Announced |  |  |  | 2026-03-10 | 2024-04-03 01:17
3151 | Puggoon Hybrid | N00256 | X-Elio | x-elio_NR | NSW1 | 250 | 315101 | PG_GU1 | Battery Storage | Lithium-ion |  |  | Scheduled | 1 |  | 1 |  | 1 |  | Publicly Announced |  |  |  | 2026-03-10 | 2025-12-04 14:02
2815 | Punchs Creek Renewable Energy Project - Stage 1 | Q00105 |  |  | QLD1 | 400 | 281501 | PCRE_GU2 | Battery Storage | Lithium-ion |  |  | Scheduled | 156 |  | 2.56 |  | 399.36 | 1600 | Anticipated |  |  |  |  | 2026-06-30 16:11 | 0 | 0 | 0 | 399.36 | 399.36 | 399.36 | 399.36 | 399.36 | 399.36 | 399.36 | 399.36 | 399.36 | 399.36 | 399.36 | 399.36 | 399.36 | 399.36 | 399.36 | 399.36 | 399.36 | 399.36 | 399.36 | 399.36 | 399.36 | 399.36 | 399.36 | 399.36 | 399.36 | 399.36 | 399.36 |  |  | 1600 | 1600 | 1600 | 1600 | 1600 | 1600 | 1600 | 1600 | 1600 | 1600 | 1600 | 1600 | 1600 | 1600 | 1600 | 1600 | 1600 | 1600
2815 | Punchs Creek Renewable Energy Project - Stage 1 | Q00105 |  |  | QLD1 | 400 | 281502 | PV | Solar PV | Single Axis Tracking |  |  | Semi-scheduled | 156 |  | 2.56 |  | 399.36 |  | Anticipated |  |  |  |  | 2026-06-30 16:11 | 0 | 0 | 0 | 399.36 | 399.36 | 399.36 | 399.36 | 399.36 | 399.36 | 399.36 | 399.36 | 399.36 | 399.36 | 399.36 | 399.36 | 399.36 | 399.36 | 399.36 | 399.36 | 399.36 | 399.36 | 399.36 | 399.36 | 399.36 | 399.36 | 399.36 | 399.36 | 399.36 | 399.36 | 399.36
3028 | Punchs Creek Renewable Energy Project - Stage 2 | Q00223 | skylabgroup_NR | skylabgroup_NR | QLD1 | 400 | 302801 | PV | Solar PV | Single Axis Tracking |  |  | Semi-scheduled | 1 |  | 400 |  | 400 |  | Publicly Announced | 2028-10-31 |  |  |  | 2026-06-30 16:01
3028 | Punchs Creek Renewable Energy Project - Stage 2 | Q00223 | skylabgroup_NR | skylabgroup_NR | QLD1 | 400 | 302802 | BESS | Battery Storage | Lithium-ion |  |  | Scheduled | 1 |  | 400 |  | 400 | 1600 | Publicly Announced |  |  |  |  | 2026-06-30 16:01
3011 | Quandong Solar Farm | V00024 | Emergent Technologies |  | VIC1 | 350 | 301101 | QuangSF | Solar PV | Fixed |  |  | Semi-scheduled | 1 |  | 350 |  | 350 |  | Publicly Announced |  |  |  | 2026-03-10 | 2025-04-03 20:24
1166 | Quarantine |  | Origin Energy Power Limited | BORAL | SA1 | 236 | 116601 | QPS6-8 | Gas Turbine | OCGT | Natural Gas |  | Scheduled | 1 |  | 165 |  | 165 |  | Publicly Announced |  |  |  | 2026-12-05 | 2026-05-22 15:51
1166 | Quarantine |  | Origin Energy Power Limited | BORAL | SA1 | 236 | 116602 | Quarantine:1 | Gas Turbine | OCGT | Natural Gas | QPS1 | Scheduled | 1 |  | 29 |  | 29 |  | In Service |  | 2058 |  | 2026-12-05 | 2026-05-22 15:51 | 29 | 23 | 21 | 29 | 23 | 21 | 29 | 23 | 21 | 29 | 23 | 21 | 29 | 23 | 21 | 29 | 23 | 21 | 29 | 23 | 21 | 29 | 23 | 21 | 29 | 23 | 21 | 29 | 23 | 21
1166 | Quarantine |  | Origin Energy Power Limited | BORAL | SA1 | 236 | 116603 | Quarantine:2 | Gas Turbine | OCGT | Natural Gas | QPS2 | Scheduled | 1 |  | 24 |  | 24 |  | In Service |  | 2059 |  | 2026-12-05 | 2026-05-22 15:51 | 23 | 20 | 18 | 23 | 20 | 18 | 23 | 20 | 18 | 23 | 20 | 18 | 23 | 20 | 18 | 23 | 20 | 18 | 23 | 20 | 18 | 23 | 20 | 18 | 23 | 20 | 18 | 23 | 20 | 18
1166 | Quarantine |  | Origin Energy Power Limited | BORAL | SA1 | 236 | 116604 | Quarantine:3 | Gas Turbine | OCGT | Natural Gas | QPS3 | Scheduled | 1 |  | 29 |  | 29 |  | In Service |  | 2059 |  | 2026-12-05 | 2026-05-22 15:51 | 29 | 23 | 21 | 29 | 23 | 21 | 29 | 23 | 21 | 29 | 23 | 21 | 29 | 23 | 21 | 29 | 23 | 21 | 29 | 23 | 21 | 29 | 23 | 21 | 29 | 23 | 21 | 29 | 23 | 21
1166 | Quarantine |  | Origin Energy Power Limited | BORAL | SA1 | 236 | 116605 | Quarantine:4 | Gas Turbine | OCGT | Natural Gas | QPS4 | Scheduled | 1 |  | 24 |  | 24 |  | In Service |  | 2060 |  | 2026-12-05 | 2026-05-22 15:51 | 23 | 20 | 18 | 23 | 20 | 18 | 23 | 20 | 18 | 23 | 20 | 18 | 23 | 20 | 18 | 23 | 20 | 18 | 23 | 20 | 18 | 23 | 20 | 18 | 23 | 20 | 18 | 23 | 20 | 18
1166 | Quarantine |  | Origin Energy Power Limited | BORAL | SA1 | 236 | 116606 | Quarantine:5 | Gas Turbine | OCGT | Natural Gas | QPS5 | Scheduled | 1 |  | 128 |  | 128 |  | In Service |  | 2049 |  | 2026-12-05 | 2026-05-22 15:51 | 120 | 114 | 111 | 120 | 114 | 111 | 120 | 114 | 111 | 120 | 114 | 111 | 120 | 114 | 111 | 120 | 114 | 111 | 120 | 114 | 111 | 120 | 114 | 111 | 120 | 114 | 111 | 120 | 114 | 111
2566 | Queensland Renewable Park | Q00097 | EEW Eco Energy World Pty Ltd | eewrenew_NR | QLD1 | 750 | 256601 | QRP_GU1 | Other | Other |  |  | Scheduled | 1 |  | 750 |  | 750 |  | Publicly Announced |  |  |  | 2026-03-10 | 2025-03-19 23:59
1857 | Quorn Park Solar Hybrid |  | Quorn Park Solar Hybrid Pty Ltd as the trustee for Quorn Park Solar Hybrid Trust | enel_NR | NSW1 | 80 | 185702 | Quorn Park SH BESS | Battery Storage | Lithium-ion |  | QPSFB2 | Scheduled | 8 | 3.45 | 3.45 | 27.6 | 27.6 | 42.88 | In Commissioning | 2026-06-30 | 2045 |  | 2026-12-05 | 2026-06-15 08:57 | 0 | 19.8 | 19.8 | 19.8 | 19.8 | 19.8 | 19.8 | 19.8 | 19.8 | 19.8 | 19.8 | 19.8 | 19.8 | 19.8 | 19.8 | 19.8 | 19.8 | 19.8 | 19.8 | 19.8 | 19.8 | 19.8 | 19.8 | 19.8 | 19.8 | 19.8 | 19.8 | 19.8 | 19.8 | 19.8 | 0 | 39.6 | 19.8 | 19.8 | 19.8 | 19.8 | 19.8 | 19.8 | 19.8 | 19.8 | 19.8 | 19.8 | 19.8 | 19.8 | 19.8 | 19.8 | 19.8 | 19.8 | 19.8 | 19.8
1857 | Quorn Park Solar Hybrid |  | Quorn Park Solar Hybrid Pty Ltd as the trustee for Quorn Park Solar Hybrid Trust | enel_NR | NSW1 | 80 | 185703 | Quorn Park SH PV | Solar PV | Single Axis Tracking |  | QPSFB1 | Semi-scheduled | 22 | 4.4 | 4.4 | 96.8 | 96.8 |  | In Commissioning | 2026-12-31 | 2055 |  | 2026-12-05 | 2026-06-15 08:57 | 0 | 80.08 | 80.08 | 70 | 80.08 | 80.08 | 70 | 80.08 | 80.08 | 70 | 80.08 | 80.08 | 70 | 80.08 | 80.08 | 70 | 80.08 | 80.08 | 70 | 80.08 | 80.08 | 70 | 80.08 | 80.08 | 70 | 80.08 | 80.08 | 70 | 80.08 | 80.08
1305 | Racecourse Mill |  | Mackay Sugar Ltd | mkysugar_NR | QLD1 | 44.5 | 130502 | Racecourse Mill:7.0 MW Shin Nippon 3.3kV | Gas Turbine | Steam Turbine | Other | RACOMIL1 | Non-scheduled | 1 |  | 7 |  | 7 |  | In Service |  | 2035 |  | 2026-03-10 | 2026-03-10 16:55
1305 | Racecourse Mill |  | Mackay Sugar Ltd | mkysugar_NR | QLD1 | 44.5 | 130503 | Racecourse Mill:Brush Generator | Gas Turbine | Steam Turbine | Biofuel/Biomass | RACOMIL1 | Non-scheduled | 1 |  | 38 |  | 38 |  | In Service |  | 2044 |  | 2026-03-10 | 2026-03-10 16:55
2886 | Raglan BESS | Q00190 | TagEnergy Australia Pty Ltd | tagenergy_nr | QLD1 | 500 | 288601 | RGLNBESS | Battery Storage | Lithium-ion |  |  | Scheduled | 144 | 4.5 | 3.6 | 648 | 518.4 | 2072.16 | Publicly Announced | 2029-03-01 | 2058 |  | 2026-12-05 | 2026-05-18 13:37
1474 | Raglan Solar Farm | Q00014 | EEW Eco Energy World Ltd | eewrenew_NR | QLD1 | 300 | 147401 | Raglan Solar Farm:96 | Solar PV | Single Axis Tracking |  |  | Semi-scheduled | 1 |  | 300 |  | 300 |  | Publicly Announced |  |  |  | 2026-03-10 | 2025-03-19 23:55
2460 | Rangebank BESS |  | Cranbourne BESS Project Co Pty Ltd | SHELLNEW | VIC1 | 200 | 246001 | Rangebnk | Battery Storage | Lithium-ion |  | RANGEB1 | Scheduled | 64 | 3.5 | 3.5 | 224 | 224 | 400 | In Service |  | 2044 |  | 2026-03-10 | 2026-03-30 11:30 | 200 | 200 | 200 | 200 | 200 | 200 | 200 | 200 | 200 | 200 | 200 | 200 | 200 | 200 | 200 | 200 | 200 | 200 | 200 | 200 | 200 | 200 | 200 | 200 | 200 | 200 | 200 | 200 | 200 | 200 | 400 | 400 | 400 | 400 | 400 | 400 | 400 | 400 | 400 | 400 | 400 | 400 | 400 | 400 | 400 | 400 | 400 | 400 | 400 | 400
1167 | Redbank |  | Verdant Earth Technologies Limited | verdantearth_NR | NSW1 | 151 | 116701 | Redbank Power Station | Other | Biomass |  |  | Scheduled | 1 |  | 151 |  | 151 |  | Publicly Announced | 2028-01-01 | 2060 |  | 2026-12-05 | 2026-03-31 17:51
1168 | Reece |  | Hydro-Electric Corporation | HYDROTAS | TAS1 | 238 | 116801 | Reece:1 | Hydro | Dam |  | REECE1 | Scheduled | 1 |  | 115.6 |  | 115.6 |  | In Service |  | 2100 |  | 2026-03-10 | 2026-03-23 10:23 | 119 | 0 | 0 | 119 | 119 | 119 | 119 | 119 | 119 | 119 | 119 | 119 | 119 | 119 | 119 | 119 | 119 | 119 | 119 | 0 | 0 | 0 | 119 | 119 | 119 | 0 | 0 | 119 | 119 | 119
1168 | Reece |  | Hydro-Electric Corporation | HYDROTAS | TAS1 | 238 | 116802 | Reece:2 | Hydro | Dam |  | REECE2 | Scheduled | 1 |  | 115.6 |  | 115.6 |  | In Service |  | 2100 |  | 2026-03-10 | 2026-03-23 10:23 | 119 | 119 | 119 | 119 | 119 | 119 | 119 | 119 | 119 | 0 | 0 | 0 | 119 | 119 | 119 | 119 | 119 | 119 | 119 | 119 | 119 | 119 | 0 | 0 | 0 | 119 | 119 | 119 | 119 | 119
1523 | Reeves Plains Battery - stage 2 |  | Alinta Energy Reeves Plains Pty Ltd | ALNTARES | SA1 | 50 | 152301 | Reeves Plains Battery - stage 2 | Battery Storage | Lithium-ion |  |  | Scheduled | 1 |  | 50 |  | 50 | 400 | Publicly Announced | 2029-11-30 | 2049 |  | 2026-03-10 | 2026-03-18 15:02
1522 | Reeves Plains OCGT - stage 1 |  | Alinta Energy Reeves Plains Pty Ltd | ALNTARES | SA1 | 150 | 152201 | Reeves Plains OCGT - stage 1:1-3 | Gas Turbine | OCGT | Natural Gas |  | Scheduled | 1 |  | 150 |  | 150 |  | Publicly Announced | 2032-12-31 | 2057 |  | 2026-03-10 | 2026-03-12 16:20
2906 | Reeves Plains Power Station BESS | S00074 | Alinta Energy (Reeves Plains) Pty Ltd | alinta_nr | SA1 | 250 | 290602 | RPBS_GU1 | Battery Storage | Lithium-ion |  |  | Scheduled | 1 | 250 | 250 | 250 | 250 | 1000 | Anticipated | 2028-02-29 | 2048 |  | 2026-12-05 | 2026-05-27 10:50 | 0 | 0 | 0 | 0 | 250 | 250 | 250 | 250 | 250 | 250 | 250 | 250 | 250 | 250 | 250 | 250 | 250 | 250 | 250 | 250 | 250 | 250 | 250 | 250 | 250 | 250 | 250 | 250 | 250 | 250 | 0 | 0 | 0 | 1000 | 1000 | 1000 | 1000 | 1000 | 1000 | 1000 | 1000 | 1000 | 1000 | 1000 | 1000 | 1000 | 1000 | 1000 | 1000 | 1000
3203 | Regentville BESS | N00271 | BG Admin Pty Ltd |  | NSW1 | 900 | 320301 | RVBESS_GU1 | Battery Storage | Lithium-ion |  |  | Scheduled | 5 |  | 225 |  | 1125 |  | Publicly Announced |  |  |  | 2026-03-10 | 2026-01-21 14:48
1170 | Repulse |  | Hydro-Electric Corporation | HYDROTAS | TAS1 | 34 | 117001 | Repulse:1 | Hydro | Dam |  | REPULSE | Non-scheduled | 1 |  | 28 |  | 28 |  | In Service |  | 2100 |  | 2026-03-10 | 2026-03-23 11:21
2631 | Richmond Valley BESS |  | ARK ENERGY CORPORATION PTY LTD | arkenergy_nr | NSW1 | 275 | 263101 | RVBS_GU1 | Battery Storage | Lithium-ion |  |  | Scheduled | 1 |  | 275 |  | 275 | 2200 | Publicly Announced | 2027-12-31 |  |  | 2026-12-05 | 2025-09-25 01:01
2521 | Richmond Valley Solar Farm | N00131 | ARK ENERGY CORPORATION PTY LTD | arkenergy_nr | NSW1 | 494 | 252101 | RCH | Solar PV | Single Axis Tracking |  |  | Semi-scheduled | 1 |  | 252 |  | 252 |  | Publicly Announced |  |  |  | 2026-12-05 | 2025-03-13 01:41
2208 | Ridgey Creek BESS | N00076 | Ridgey Creek BESS Pty Ltd |  | NSW1 | 130 | 220801 | RCBES_G1 | Battery Storage | Lithium-ion |  |  | Scheduled | 1 |  | 130 |  | 130 |  | Publicly Announced |  |  |  | 2026-03-10 | 2023-01-19 18:04
2060 | Rifle Butts Wind Farm |  | NewEn |  | VIC1 | 40 | 206001 | Rifle Bu | Wind | Onshore |  |  | Semi-scheduled | 1 |  | 40 |  | 40 |  | Publicly Announced |  |  |  | 2026-03-10 | 2022-09-20 10:00
3195 | River Parks Battery Energy Storage System | Q00284 | Pacific Partnerships Pty Ltd | pacificp_NR | QLD1 | 200 | 319501 | RPBESS | Battery Storage | Lithium-ion |  |  | Scheduled | 1 |  | 200 |  | 200 |  | Publicly Announced |  |  |  | 2026-03-10 | 2026-01-16 16:35
1936 | Riverina Energy Storage System 1 | N00021 | Shell New Energies Australia Pty Ltd | SHELLNEW | NSW1 | 60 | 193601 | RiverESS | Battery Storage | Lithium-ion |  | RESS1 | Scheduled | 48 | 1.28 | 1.28 | 61.44 | 61.44 | 123.36 | In Service |  | 2051 |  | 2026-03-10 | 2026-03-30 09:33 | 60 | 60 | 60 | 60 | 60 | 60 | 60 | 60 | 60 | 60 | 60 | 60 | 60 | 60 | 60 | 60 | 60 | 60 | 60 | 60 | 60 | 60 | 60 | 60 | 60 | 60 | 60 | 60 | 60 | 60 | 120 | 120 | 120 | 120 | 120 | 120 | 120 | 120 | 120 | 120 | 120 | 120 | 120 | 120 | 120 | 120 | 120 | 120 | 120 | 120
2018 | Riverina Energy Storage System 2 |  | RESS 2 Pty Ltd | EASTENGY | NSW1 | 65 | 201801 | Riverina ESS 2 | Battery Storage | Lithium-ion |  | RIVNB2 | Scheduled | 52 | 1.25 | 1.25 | 65 | 65 | 130 | In Service |  | 2051 |  | 2026-03-10 | 2026-03-24 17:09 | 65 | 65 | 65 | 65 | 65 | 65 | 65 | 65 | 65 | 65 | 65 | 65 | 65 | 65 | 65 | 65 | 65 | 65 | 65 | 65 | 65 | 65 | 65 | 65 | 65 | 65 | 65 | 65 | 0 | 0 | 113.2 | 110.6 | 110.6 | 108.1 | 108.1 | 105.8 | 105.8 | 103.6 | 103.6 | 101.5 | 101.5 | 99.7 | 99.7 | 97.8 | 97.8 | 96.2 | 96.2 | 94.6 | 94.6 | 0
2053 | Riverland BESS |  | OX2 | ox2_NR | SA1 | 300 | 205302 | Riverland BESS | Battery Storage | Lithium-ion |  |  | Scheduled | 86 | 7.87 | 5.02 | 676.82 | 431.72 | 1726.88 | Publicly Announced | 2028-12-31 | 2058 |  | 2026-03-10 | 2026-05-18 10:46
1410 | Riverland Solar Storage - Solar |  | OX2 | ox2_NR | SA1 | 300 | 141001 | Riverland Solar Storage - Solar:Solar Panels | Solar PV | Single Axis Tracking |  |  | Semi-scheduled | 1 |  | 330 |  | 330 |  | Publicly Announced |  |  |  | 2026-03-10 | 2026-04-01 08:55
2056 | Robbins Island Wind Farm | T00019 | ACEN Robbins Island PTY LTD | acenaustralia_NR | TAS1 | 929 | 205601 | Robbins | Wind | Onshore |  |  | Semi-scheduled | 129 | 7.2 | 7.2 | 928.8 | 928.8 |  | Publicly Announced | 2030-12-01 | 2080 |  | 2026-03-10 | 2026-03-24 15:11
3060 | Robertstown BESS | S00090 | StorEnergy 4 Pty Ltd | storenergy_nr | SA1 | 400 | 306001 | RTBS_GU1 | Battery Storage | Lithium-ion |  |  | Scheduled | 1 | 400 | 400 | 400 | 400 | 1000 | Publicly Announced | 2029-07-01 | 2056 |  | 2026-12-05 | 2026-05-12 08:51
2549 | Robertstown Solar | S00038 | Robertstown Project (Solar) Operations Pty Ltd | rev | SA1 | 500 | 254901 | RBESS1 | Battery Storage | Lithium-ion |  |  | Scheduled | 1 |  | 125 |  | 125 | 250 | Publicly Announced |  |  |  | 2025-02-01 | 2025-09-23 22:27
2549 | Robertstown Solar | S00038 | Robertstown Project (Solar) Operations Pty Ltd | rev | SA1 | 500 | 254902 | RBESS2 | Battery Storage | Lithium-ion |  |  | Scheduled | 1 |  | 125 |  | 125 | 250 | Publicly Announced |  |  |  | 2025-02-01 | 2025-09-23 22:27
2549 | Robertstown Solar | S00038 | Robertstown Project (Solar) Operations Pty Ltd | rev | SA1 | 500 | 254903 | RSF1 | Solar PV | Single Axis Tracking |  |  | Semi-scheduled | 64 |  | 3.94 |  | 252.16 |  | Publicly Announced |  |  |  | 2025-02-01 | 2025-09-23 22:27
2549 | Robertstown Solar | S00038 | Robertstown Project (Solar) Operations Pty Ltd | rev | SA1 | 500 | 254904 | RSF2 | Solar PV | Single Axis Tracking |  |  | Semi-scheduled | 63 |  | 3.94 |  | 248.22 |  | Publicly Announced |  |  |  | 2025-02-01 | 2025-09-23 22:27
1172 | Rocky Point Sugar Mill Cogeneration Plant |  | W.H.Heck and Sons Pty Ltd | WHECKSON | QLD1 | 30 | 117201 | RPCG:1 | Other | Biomass | Biofuel/Biomass | RPCG | Non-scheduled | 1 |  | 30 |  | 30 |  | In Service |  | 2028 |  | 2026-03-10 | 2026-04-02 15:25
2643 | Rollsville Hybrid Facility - Battery | N00148 | X-Elio Australia Pty Ltd | x-elio_NR | NSW1 | 110 | 264301 | RHBS_GU1 | Battery Storage | Lithium-ion |  |  | Scheduled | 1 |  | 110 |  | 110 | 220 | Publicly Announced |  |  |  | 2026-03-10 | 2025-03-13 23:47
2642 | Rollsville Hybrid Facility - Solar | N00148 | X-Elio Australia Pty Ltd | x-elio_NR | NSW1 | 220 | 264201 | RHSF_GU1 | Solar PV | Fixed |  |  | Semi-scheduled | 1 |  | 220 |  | 220 |  | Publicly Announced |  |  |  | 2026-03-10 | 2025-03-17 20:00
1173 | Roma |  | Origin Energy Power Limited | BORAL | QLD1 | 80 | 117301 | Roma:7 | Gas Turbine | OCGT | Natural Gas | ROMA_7 | Scheduled | 1 |  | 40 |  | 40 |  | In Service |  | 2039 |  | 2026-03-10 | 2026-03-30 10:54 | 34 | 30 | 27 | 34 | 30 | 27 | 34 | 30 | 27 | 34 | 30 | 27 | 34 | 30 | 27 | 34 | 30 | 27 | 34 | 30 | 27 | 34 | 30 | 27 | 34 | 30 | 27 | 34 | 30 | 27
1173 | Roma |  | Origin Energy Power Limited | BORAL | QLD1 | 80 | 117302 | Roma:8 | Gas Turbine | OCGT | Natural Gas | ROMA_8 | Scheduled | 1 |  | 40 |  | 40 |  | In Service |  | 2039 |  | 2026-03-10 | 2026-03-30 10:54 | 34 | 30 | 27 | 34 | 30 | 27 | 34 | 30 | 27 | 34 | 30 | 27 | 34 | 30 | 27 | 34 | 30 | 27 | 34 | 30 | 27 | 34 | 30 | 27 | 34 | 30 | 27 | 34 | 30 | 27
2537 | Romani Solar Farm | N00130 | Samsung C&amp;amp;amp;T Renewable Energy Australia Pty Ltd | samsung_NR | NSW1 | 250 | 253701 | RSF_GU1 | Solar PV | Single Axis Tracking |  |  | Semi-scheduled | 72 | 4.2 | 4.2 | 302.4 | 302.4 |  | Publicly Announced | 2031-08-13 | 2060 |  | 2026-03-10 | 2026-03-25 17:45
2537 | Romani Solar Farm | N00130 | Samsung C&amp;amp;amp;T Renewable Energy Australia Pty Ltd | samsung_NR | NSW1 | 250 | 253702 | RBS_GU1 | Battery Storage | Lithium-ion |  |  | Scheduled | 216 | 1 | 1 | 216 | 216 | 864 | Publicly Announced | 2031-08-13 | 2060 |  | 2026-03-10 | 2026-03-25 17:45
2792 | Romani Standalone BESS | N00185 | Samsung C&amp;amp;T Renewable Energy Australia Pty Ltd | samsung_NR | NSW1 | 200 | 279201 | RomStBES | Battery Storage | Lithium-ion |  |  | Scheduled | 240 | 1 | 1 | 240 | 240 | 960 | Publicly Announced | 2028-09-29 | 2057 |  | 2026-03-10 | 2026-03-24 17:58
3193 | Ronalds Ridge Solar Power Station (Hybrid) - KCI | Q00275 | Edify Energy Pty Ltd | edifyenergy_NR | QLD1 | 200 | 319301 | RRSP_GU1 | Other | Other |  |  | Scheduled | 1 |  | 200 |  | 200 | 200 | Publicly Announced |  |  |  | 2026-03-10 | 2026-01-22 16:02
1401 | Ross River Solar Farm |  | Ross River Operations Pty Ltd as the Trustee for the Ross River Operations Trust | ROSSRVER | QLD1 | 116 | 140101 | Ross River Solar Farm:Solar PV Inverters | Solar PV | Single Axis Tracking |  | RRSF1 | Semi-scheduled | 64 | 2.22 | 2 | 142.08 | 128 |  | In Service |  | 2043 |  | 2026-03-10 | 2026-03-27 15:40 | 115.968 | 115.968 | 115.968 | 115.968 | 115.968 | 115.968 | 115.968 | 115.968 | 115.968 | 115.968 | 115.968 | 115.968 | 115.968 | 115.968 | 115.968 | 115.968 | 115.968 | 115.968 | 115.968 | 115.968 | 115.968 | 115.968 | 115.968 | 115.968 | 115.968 | 115.968 | 115.968 | 115.968 | 115.968 | 115.968
1174 | Rowallan |  | Hydro-Electric Corporation | HYDROTAS | TAS1 | 11 | 117401 | Rowallan:1 | Hydro | Dam |  | ROWALLAN | Non-scheduled | 1 |  | 10.5 |  | 10.5 |  | In Service |  | 2100 |  | 2026-03-10 | 2026-03-23 11:24
2225 | Rowallan Pumped Hydro Option | T00002 | Hydro-Electric Corporation | HYDROTAS | TAS1 | 750 | 222501 | RHY_G1 | Hydro | Pumped Hydro |  |  | Scheduled | 4 |  | 187.5 |  | 750 | 12000 | Publicly Announced |  |  |  | 2026-03-10 | 2026-03-24 18:01
1336 | Royalla Solar Farm |  | Royalla Asset Pty Ltd ATF Royalla Asset Trust | FRVROYAL | NSW1 | 20 | 133601 | Royalla Solar Farm:1-20 | Solar PV | Fixed |  | ROYALLA1 | Non-scheduled | 20 | 1 | 1 | 20 | 20 |  | In Service |  | 2045 |  | 2026-03-10 | 2026-05-22 10:11
3033 | Rubicon Hybrid Solar Farm and BESS | V00180 | samsung_NR | samsung_NR | VIC1 | 200 | 303301 | RubBESS | Battery Storage | Lithium-ion |  |  | Scheduled | 66 | 5 | 5 | 330 | 330 | 1320 | Publicly Announced | 2029-08-01 | 2060 |  | 2026-12-05 | 2026-05-19 13:40
3033 | Rubicon Hybrid Solar Farm and BESS | V00180 | samsung_NR | samsung_NR | VIC1 | 200 | 303302 | RubSolar | Solar PV | Single Axis Tracking |  |  | Semi-scheduled | 28 | 5 | 5 | 140 | 140 |  | Publicly Announced | 2029-08-01 | 2060 |  | 2026-12-05 | 2026-05-19 13:40
1175 | Rubicon Mountain Streams |  | AGL Hydro Partnership | SOUTHHYD | VIC1 | 14 | 117501 | Rubicon Mountain Streams:1-5 | Hydro | Dam |  | RUBICON | Non-scheduled | 5 |  | 2.7 |  | 13.5 |  | In Service |  | 2057 |  | 2026-03-10 | 2026-03-31 14:59
1676 | Ruby Hills North Wind Farm |  | Origin energy | BORAL | NSW1 | 248 | 167601 | RNWF_GU1 | Wind | Onshore |  |  | Semi-scheduled | 40 |  | 6.2 |  | 248 |  | Publicly Announced | 2028-09-30 |  |  | 2026-12-05 | 2026-05-22 15:18
1493 | Rugby Run Solar Farm |  | Adani Rugby Run Pty Ltd | NEWGEN | QLD1 | 65 | 149301 | Rugby Run Solar Farm:1 | Solar PV | Single Axis Tracking |  | RUGBYR1 | Semi-scheduled | 1 |  | 65 |  | 65 |  | In Service |  | 2049 |  | 2026-03-10 | 2026-03-17 14:26 | 65 | 65 | 65 | 65 | 65 | 65 | 65 | 65 | 65 | 65 | 65 | 65 | 65 | 65 | 65 | 65 | 65 | 65 | 65 | 65 | 65 | 65 | 65 | 65 | 65 | 65 | 65 | 65 | 65 | 65
2499 | Running Creek Solar and BESS | Q00094 | Lightsource Development Services Australia Pty Ltd | lightsourcebp_NR | QLD1 | 600 | 249901 | RCDCBESS | Battery Storage | Lithium-ion |  |  | Scheduled | 1 | 600 | 600 | 600 | 600 | 1580 | Publicly Announced | 2031-06-30 | 2056 |  | 2026-03-10 | 2026-05-29 16:24
2499 | Running Creek Solar and BESS | Q00094 | Lightsource Development Services Australia Pty Ltd | lightsourcebp_NR | QLD1 | 600 | 249902 | RCSF | Solar PV | Single Axis Tracking |  |  | Semi-scheduled | 1 | 600 | 600 | 600 | 600 |  | Publicly Announced | 2031-06-30 | 2071 |  | 2026-03-10 | 2026-05-29 16:24
2730 | Rutherglen Battery - KCI | Q00155 | Red Hill Renewable Energy Pty Ltd |  | QLD1 | 400 | 273001 | RBS_GU1 | Battery Storage | Lithium-ion |  |  | Scheduled | 1 |  | 400 |  | 400 |  | Publicly Announced |  |  |  | 2026-03-10 | 2024-04-10 19:58
2729 | Rutherglen Solar Farm - KCI | Q00155 | Red Hill Renewable Energy Pty Ltd |  | QLD1 | 400 | 272901 | RSF_GU1 | Solar PV | Fixed |  |  | Semi-scheduled | 1 |  | 400 |  | 400 |  | Publicly Announced |  |  |  | 2026-03-10 | 2024-04-10 20:01
1176 | Ryan Corner Wind Farm | V00019 | Ryan Corner Development Pty Ltd | RYAN | VIC1 | 205 | 117601 | Ryan Corner Wind Farm | Wind | Onshore |  | RYANCWF1 | Semi-scheduled | 52 |  | 4.2 |  | 218.4 |  | In Service |  | 2054 |  | 2026-03-10 | 2026-03-17 13:40 | 204.88 | 204.88 | 204.88 | 204.88 | 204.88 | 204.88 | 204.88 | 204.88 | 204.88 | 204.88 | 204.88 | 204.88 | 204.88 | 204.88 | 204.88 | 204.88 | 204.88 | 204.88 | 204.88 | 204.88 | 204.88 | 204.88 | 204.88 | 204.88 | 204.88 | 204.88 | 204.88 | 204.88 | 204.88 | 204.88
1353 | Rye Park Wind Farm | N00046 | Tilt Renewables Australia Pty Ltd | SNOWTOWN | NSW1 | 384 | 135301 | RPWF_GU1 | Wind | Onshore |  | RYEPARK1 | Semi-scheduled | 66 |  | 6 |  | 396 |  | In Service | 2026-10-07 | 2048 |  | 2026-03-10 | 2026-03-31 09:40 | 383.46 | 383.46 | 383.46 | 383.46 | 383.46 | 383.46 | 383.46 | 383.46 | 383.46 | 383.46 | 383.46 | 383.46 | 383.46 | 383.46 | 383.46 | 383.46 | 383.46 | 383.46 | 383.46 | 383.46 | 383.46 | 383.46 | 383.46 | 383.46 | 383.46 | 383.46 | 383.46 | 383.46 | 383.46 | 383.46
1244 | Salt Creek Wind Farm | V00119 | Salt Creek Wind Farm Pty Ltd | SNOWTOWN | VIC1 | 54 | 124401 | Salt Creek Wind Farm:1 - 15 | Wind | Onshore |  | SALTCRK1 | Semi-scheduled | 15 |  | 3.6 |  | 54 |  | In Service |  | 2043 |  | 2026-03-10 | 2026-06-12 09:58 | 54 | 51 | 37.5 | 54 | 51 | 37.5 | 54 | 51 | 37.5 | 54 | 51 | 37.5 | 54 | 51 | 37.5 | 54 | 51 | 37.5 | 54 | 51 | 37.5 | 54 | 51 | 37.5 | 54 | 51 | 37.5 | 54 | 51 | 37.5
1618 | Sandigo Solar Farm | N00022 | ESCO Pacific | ox2_NR | NSW1 | 1 | 161801 | Sandigo Solar Farm:300 | Solar PV | Fixed |  |  | Semi-scheduled | 300 |  | 1 |  | 300 |  | Publicly Announced |  |  |  | 2026-03-10 | 2025-01-13 22:13
3185 | Sandy Creek Energy Storage System | N00267 | Edify Energy Pty Ltd | edifyenergy_NR | NSW1 | 750 | 318501 | SC_GU1 | Solar PV | Single Axis Tracking |  |  | Semi-scheduled | 1 |  | 1 |  | 1 |  | Publicly Announced |  |  |  | 2026-03-10 | 2026-01-21 14:47
2895 | Sandy Creek Solar Farm |  | Sandy Creek Solar Fund Pty Ltd | lightsourcebp_NR | NSW1 | 700 | 289501 | SandyCSF | Solar PV | Single Axis Tracking |  |  | Scheduled | 1 | 840 | 700 | 840 | 700 |  | Anticipated | 2031-02-13 | 2070 |  | 2026-12-05 | 2026-06-03 10:02 | 0 | 0 | 0 | 0 | 0 | 0 | 0 | 0 | 0 | 70 | 350 | 350 | 560 | 700 | 700 | 700 | 700 | 700 | 700 | 700 | 700 | 700 | 700 | 700 | 700 | 700 | 700 | 700 | 700 | 700
2895 | Sandy Creek Solar Farm |  | Sandy Creek Solar Fund Pty Ltd | lightsourcebp_NR | NSW1 | 700 | 289502 | SCDCBESS | Battery Storage | Lithium-ion |  |  | Scheduled | 256 | 2.73 | 2.73 | 698.88 | 698.88 | 3200 | Publicly Announced | 2031-02-13 | 2056 |  | 2026-12-05 | 2026-06-03 10:02
3178 | Sandy Creek Standalone BESS |  | Lightsource Development Services Australia Pty Ltd | lightsourcebp_NR | NSW1 | 700 | 317801 | SCSBESS | Battery Storage | Lithium-ion |  |  | Scheduled | 1 | 700 | 700 | 700 | 700 | 1400 | Publicly Announced | 2031-03-31 | 2056 |  | 2026-12-05 | 2026-05-29 16:56
1270 | Sapphire Wind Farm |  | SWF1 Operations Holdings Pty Ltd as trustee for SWF1 Hold Trust | squadronenergy_NR | NSW1 | 270 | 127002 | Sapphire Wind Farm:75 | Wind | Onshore |  | SAPHWF1 | Semi-scheduled | 75 |  | 3.6 |  | 270 |  | In Service |  | 2043 |  | 2026-03-10 | 2026-03-13 16:59 | 270 | 252 | 155.7 | 270 | 252 | 155.7 | 270 | 252 | 155.7 | 270 | 252 | 155.7 | 270 | 252 | 155.7 | 270 | 252 | 155.7 | 270 | 252 | 155.7 | 270 | 252 | 155.7 | 270 | 252 | 155.7 | 270 | 252 | 155.7
2545 | Seaspray Off Shore Wind Farm | V00106 | BayWa r.e. Australia Offshore Wind Projects 3 Pty Ltd | baywa-re_NR | VIC1 | 3000 | 254501 | SSWF_GU1 | Wind | Offshore - fixed |  |  | Semi-scheduled | 200 |  | 15 |  | 3000 |  | Publicly Announced |  | 2067 |  | 2026-03-10 | 2024-02-14 06:43
1927 | Sebastopol Solar Farm |  | Sebastopol Asset Co Pty Ltd ATF Sebastopol Asset Trust | SEBSF | NSW1 | 90 | 192702 | Sebastopol Solar Farm | Solar PV | Single Axis Tracking |  | SEBSF1 | Semi-scheduled | 40 | 2.25 | 2.25 | 90 | 90 |  | In Service |  | 2052 |  | 2026-03-10 | 2026-03-20 18:09 | 90 | 90 | 85.8 | 90 | 90 | 85.8 | 90 | 90 | 85.8 | 90 | 90 | 85.8 | 90 | 90 | 85.8 | 90 | 90 | 85.8 | 90 | 90 | 85.8 | 90 | 90 | 85.8 | 90 | 90 | 85.8 | 90 | 90 | 85.8
3013 | SEC Renewable Energy Hub |  | SEC |  | VIC1 | 100 | 301301 | SECBESS | Battery Storage | Lithium-ion |  |  | Scheduled | 1 |  | 100 |  | 100 | 200 | Publicly Announced |  |  |  | 2026-03-10 | 2025-04-03 20:00
1312 | Shepparton Wastewater Treatment Facility |  | Diamond Energy Pty Ltd | DIAMOND | VIC1 | 1.06 | 131201 | Shepparton Wastewater Treatment Facility:1 | Gas Turbine | Other | Biofuel/Biomass | SHEP1 | Non-scheduled | 1 |  | 1.1 |  | 1.1 |  | In Service |  | 2038 |  | 2026-03-10 | 2026-03-30 11:01
1177 | Shoalhaven |  | Origin Energy Eraring Pty Ltd | OERARING | NSW1 | 247 | 117701 | Shoalhaven:1 | Hydro | Pumped Hydro |  | SHGEN | Scheduled | 1 |  | 41 |  | 41 | 240 | In Service |  | 2069 |  | 2026-03-10 | 2026-03-30 11:00 | 41 | 41 | 41 | 41 | 41 | 41 | 41 | 41 | 41 | 41 | 41 | 41 | 41 | 41 | 41 | 41 | 41 | 41 | 41 | 41 | 41 | 41 | 41 | 41 | 41 | 41 | 41 | 41 | 41 | 41 | 0 | 0 | 0 | 0 | 0 | 0 | 0 | 0 | 0 | 0 | 0 | 0 | 0 | 0 | 0 | 0 | 0 | 0 | 0 | 0
1177 | Shoalhaven |  | Origin Energy Eraring Pty Ltd | OERARING | NSW1 | 247 | 117702 | Shoalhaven:2 | Hydro | Pumped Hydro |  | SHGEN | Scheduled | 1 |  | 41 |  | 41 | 240 | In Service |  | 2069 |  | 2026-03-10 | 2026-03-30 11:00 | 41 | 41 | 41 | 41 | 41 | 41 | 41 | 41 | 41 | 41 | 41 | 41 | 41 | 41 | 41 | 41 | 41 | 41 | 41 | 41 | 41 | 41 | 41 | 41 | 41 | 41 | 41 | 41 | 41 | 41 | 0 | 0 | 0 | 0 | 0 | 0 | 0 | 0 | 0 | 0 | 0 | 0 | 0 | 0 | 0 | 0 | 0 | 0 | 0 | 0
1177 | Shoalhaven |  | Origin Energy Eraring Pty Ltd | OERARING | NSW1 | 247 | 117703 | Shoalhaven:3 | Hydro | Pumped Hydro |  | SHGEN | Scheduled | 1 |  | 82.5 |  | 82.5 | 4600 | In Service |  | 2069 |  | 2026-03-10 | 2026-03-30 11:00 | 82.5 | 82.5 | 82.5 | 82.5 | 82.5 | 82.5 | 82.5 | 82.5 | 82.5 | 82.5 | 82.5 | 82.5 | 82.5 | 82.5 | 82.5 | 82.5 | 82.5 | 82.5 | 82.5 | 82.5 | 82.5 | 82.5 | 82.5 | 82.5 | 82.5 | 82.5 | 82.5 | 82.5 | 82.5 | 82.5 | 0 | 0 | 0 | 0 | 0 | 0 | 0 | 0 | 0 | 0 | 0 | 0 | 0 | 0 | 0 | 0 | 0 | 0 | 0 | 0
1177 | Shoalhaven |  | Origin Energy Eraring Pty Ltd | OERARING | NSW1 | 247 | 117704 | Shoalhaven:4 | Hydro | Pumped Hydro |  | SHGEN | Scheduled | 1 |  | 82.5 |  | 82.5 | 4600 | In Service |  | 2069 |  | 2026-03-10 | 2026-03-30 11:00 | 82.5 | 82.5 | 82.5 | 82.5 | 82.5 | 82.5 | 82.5 | 82.5 | 82.5 | 82.5 | 82.5 | 82.5 | 82.5 | 82.5 | 82.5 | 82.5 | 82.5 | 82.5 | 82.5 | 82.5 | 82.5 | 82.5 | 82.5 | 82.5 | 82.5 | 82.5 | 82.5 | 82.5 | 82.5 | 82.5 | 0 | 0 | 0 | 0 | 0 | 0 | 0 | 0 | 0 | 0 | 0 | 0 | 0 | 0 | 0 | 0 | 0 | 0 | 0 | 0
1434 | Shoalhaven Expansion | N00104 | Origin Energy | OERARING | NSW1 | 235 | 143401 | Shoalhaven Expansion:Kangaroo Valley 5 | Hydro | Pumped Hydro |  |  | Scheduled | 1 |  | 235 |  | 235 | 5640 | Publicly Announced | 2033-12-31 | 2076 |  | 2026-03-10 | 2026-03-27 14:41
2030 | Silver City Energy Storage | N00133 | A-CAES NSW PTY LTD | hydrostor_NR | NSW1 | 200 | 203001 | SilCityE | Battery Storage | Compressed Air |  |  | Scheduled | 2 | 100 | 100 | 200 | 200 | 1600 | Anticipated | 2030-12-02 | 2060 |  | 2026-12-05 | 2026-05-22 11:14 | 0 | 0 | 0 | 0 | 0 | 0 | 0 | 0 | 0 | 0 | 0 | 0 | 0 | 200 | 200 | 200 | 200 | 200 | 200 | 200 | 200 | 200 | 200 | 200 | 200 | 200 | 200 | 200 | 200 | 200 | 0 | 0 | 0 | 0 | 0 | 0 | 0 | 0 | 0 | 1600 | 1600 | 1600 | 1600 | 1600 | 1600 | 1600 | 1600 | 1600 | 1600 | 1600
3299 | Silverdale BESS - KCI | N00306 |  |  | NSW1 | 1050 | 329901 | Silverdale BESS | Battery Storage | Lithium-ion |  |  | Scheduled | 1 |  | 1050 |  | 1050 |  | Publicly Announced |  |  |  |  | 2026-06-30 11:08
2723 | Silverleaf Solar Farm - KCI | N00162 | ENGIE | engie_NR | NSW1 | 120 | 272301 | SLSF_GU1 | Solar PV | Single Axis Tracking |  |  | Semi-scheduled | 1 |  | 120 |  | 120 |  | Publicly Announced |  |  |  | 2026-03-10 | 2026-03-16 08:42
1178 | Silverton Wind Farm |  | PARF Company 8 Pty Ltd as trustee for the Silverton Project Trust | SNOWTOWN | NSW1 | 200 | 117801 | Silverton Wind Farm:1-58 | Wind | Onshore |  | STWF1 | Semi-scheduled | 58 |  | 3.43 |  | 198.94 |  | In Service |  | 2043 |  | 2026-03-10 | 2025-03-20 23:26 | 198.012 | 198.012 | 119.48 | 198.012 | 198.012 | 119.48 | 198.012 | 198.012 | 119.48 | 198.012 | 198.012 | 119.48 | 198.012 | 198.012 | 119.48 | 198.012 | 198.012 | 119.48 | 198.012 | 198.012 | 119.48 | 198.012 | 198.012 | 119.48 | 198.012 | 198.012 | 119.48
2458 | Skye Ridge Wind Farm |  | Origin Energy Pty Ltd | BORAL | NSW1 | 750 | 245801 | SRWF | Wind | Onshore |  |  | Semi-scheduled | 121 | 6.2 | 6.2 | 750.2 | 750.2 |  | Publicly Announced | 2033-12-31 | 2063 |  | 2026-12-05 | 2026-05-22 15:18
2623 | Smithfield BESS |  | Smithfield BESS Pty Limited | iberdrola_NR | NSW1 | 65 | 262301 | SmithBes | Battery Storage | Lithium-ion |  | SMTHBES1 | Scheduled | 36 | 2.4 | 2.4 | 86.4 | 86.4 | 129.96 | In Service |  | 2040 |  | 2026-03-10 | 2026-06-17 15:46 | 64.98 | 64.98 | 64.98 | 64.98 | 64.98 | 64.98 | 64.98 | 64.98 | 64.98 | 64.98 | 64.98 | 64.98 | 64.98 | 64.98 | 64.98 | 64.98 | 64.98 | 64.98 | 64.98 | 64.98 | 64.98 | 64.98 | 64.98 | 64.98 | 64.98 | 64.98 | 64.98 | 64.98 | 64.98 | 64.98 | 130 | 130 | 130 | 130 | 130 | 130 | 130 | 130 | 130 | 130 | 130 | 130 | 130 | 130 | 130 | 130 | 130 | 130 | 130 | 130
1179 | Smithfield Energy Facility |  | Smithfield Power Generation Pty Ltd | SITHE | NSW1 | 128 | 117901 | Smithfield Energy Facility:1 | Gas Turbine | OCGT | Natural Gas | SITHE01 | Scheduled | 1 |  | 41.9 |  | 41.9 |  | In Service |  | 2044 |  | 2026-03-10 | 2026-06-17 15:32 | 41.9 | 36 | 36 | 41.9 | 36 | 36 | 41.9 | 36 | 36 | 41.9 | 36 | 36 | 41.9 | 36 | 36 | 41.9 | 36 | 36 | 41.9 | 36 | 36 | 41.9 | 36 | 36 | 41.9 | 36 | 36 | 41.9 | 36 | 36
1179 | Smithfield Energy Facility |  | Smithfield Power Generation Pty Ltd | SITHE | NSW1 | 128 | 117902 | Smithfield Energy Facility:2 | Gas Turbine | OCGT | Natural Gas | SITHE01 | Scheduled | 1 |  | 41.9 |  | 41.9 |  | In Service |  | 2044 |  | 2026-03-10 | 2026-06-17 15:32 | 41.9 | 36 | 36 | 41.9 | 36 | 36 | 41.9 | 36 | 36 | 41.9 | 36 | 36 | 41.9 | 36 | 36 | 41.9 | 36 | 36 | 41.9 | 36 | 36 | 41.9 | 36 | 36 | 41.9 | 36 | 36 | 41.9 | 36 | 36
1179 | Smithfield Energy Facility |  | Smithfield Power Generation Pty Ltd | SITHE | NSW1 | 128 | 117903 | Smithfield Energy Facility:3 | Gas Turbine | OCGT | Natural Gas | SITHE01 | Scheduled | 1 |  | 41.9 |  | 41.9 |  | In Service |  | 2044 |  | 2026-03-10 | 2026-06-17 15:32 | 41.9 | 36 | 36 | 41.9 | 36 | 36 | 41.9 | 36 | 36 | 41.9 | 36 | 36 | 41.9 | 36 | 36 | 41.9 | 36 | 36 | 41.9 | 36 | 36 | 41.9 | 36 | 36 | 41.9 | 36 | 36 | 41.9 | 36 | 36
1708 | Smoky Creek Solar Power Station | Q00075 | Edify Energy Pty Ltd | edifyenergy_NR | QLD1 | 300 | 170801 | SCBS_GU1 | Battery Storage | Lithium-ion |  |  | Scheduled | 1 | 300 | 300 | 300 | 300 | 1200 | Committed* | 2028-12-01 | 2059 |  | 2026-12-05 | 2026-05-21 13:10 | 0 | 0 | 0 | 0 | 0 | 0 | 0 | 0 | 0 | 300 | 300 | 300 | 300 | 300 | 300 | 300 | 300 | 300 | 300 | 300 | 300 | 300 | 300 | 300 | 300 | 300 | 300 | 300 | 300 | 300 | 0 | 0 | 0 | 0 | 0 | 0 | 300 | 300 | 300 | 300 | 300 | 300 | 300 | 300 | 300 | 300 | 300 | 300 | 300 | 300
1708 | Smoky Creek Solar Power Station | Q00075 | Edify Energy Pty Ltd | edifyenergy_NR | QLD1 | 300 | 170802 | SCSF_GU1 | Solar PV | Single Axis Tracking |  |  | Semi-scheduled | 1 | 360 | 300 | 360 | 300 |  | Committed* | 2028-12-01 | 2059 |  | 2026-12-05 | 2026-05-21 13:10 | 0 | 0 | 0 | 0 | 0 | 0 | 0 | 0 | 0 | 300 | 300 | 300 | 300 | 300 | 300 | 300 | 300 | 300 | 300 | 300 | 300 | 300 | 300 | 300 | 300 | 300 | 300 | 300 | 300 | 300
1532 | Snapper Point Power Station |  | Port Adelaide Energy Pty Ltd | nexif_NR | SA1 | 150.4 | 153201 | Snap 1 | Gas Turbine | OCGT | Natural Gas | SNAPPER1 | Scheduled | 1 |  | 30.8 |  | 30.8 |  | In Service |  | 2046 |  | 2026-03-10 | 2026-03-17 15:47 | 30 | 27.62 | 24.6 | 30 | 27.62 | 24.6 | 30 | 27.62 | 24.6 | 30 | 27.62 | 24.6 | 30 | 27.62 | 24.6 | 30 | 27.62 | 24.6 | 30 | 27.62 | 24.6 | 30 | 27.62 | 24.6 | 30 | 27.62 | 24.6 | 30 | 27.62 | 24.6
1532 | Snapper Point Power Station |  | Port Adelaide Energy Pty Ltd | nexif_NR | SA1 | 150.4 | 153203 | Snap 2 | Gas Turbine | OCGT | Natural Gas | SNAPPER1 | Scheduled | 1 |  | 30.8 |  | 30.8 |  | In Service |  | 2046 |  | 2026-03-10 | 2026-03-17 15:47 | 30 | 27.62 | 24.6 | 30 | 27.62 | 24.6 | 30 | 27.62 | 24.6 | 30 | 27.62 | 24.6 | 30 | 27.62 | 24.6 | 30 | 27.62 | 24.6 | 30 | 27.62 | 24.6 | 30 | 27.62 | 24.6 | 30 | 27.62 | 24.6 | 30 | 27.62 | 24.6
1532 | Snapper Point Power Station |  | Port Adelaide Energy Pty Ltd | nexif_NR | SA1 | 150.4 | 153204 | Snap 3 | Gas Turbine | OCGT | Natural Gas | SNAPPER1 | Scheduled | 1 |  | 30.8 |  | 30.8 |  | In Service |  | 2046 |  | 2026-03-10 | 2026-03-17 15:47 | 30 | 27.62 | 24.6 | 30 | 27.62 | 24.6 | 30 | 27.62 | 24.6 | 30 | 27.62 | 24.6 | 30 | 27.62 | 24.6 | 30 | 27.62 | 24.6 | 30 | 27.62 | 24.6 | 30 | 27.62 | 24.6 | 30 | 27.62 | 24.6 | 30 | 27.62 | 24.6
1532 | Snapper Point Power Station |  | Port Adelaide Energy Pty Ltd | nexif_NR | SA1 | 150.4 | 153205 | Snap 4 | Gas Turbine | OCGT | Natural Gas | SNAPPER1 | Scheduled | 1 |  | 30.8 |  | 30.8 |  | In Service |  | 2046 |  | 2026-03-10 | 2026-03-17 15:47 | 30 | 27.62 | 24.6 | 30 | 27.62 | 24.6 | 30 | 27.62 | 24.6 | 30 | 27.62 | 24.6 | 30 | 27.62 | 24.6 | 30 | 27.62 | 24.6 | 30 | 27.62 | 24.6 | 30 | 27.62 | 24.6 | 30 | 27.62 | 24.6 | 30 | 27.62 | 24.6
1532 | Snapper Point Power Station |  | Port Adelaide Energy Pty Ltd | nexif_NR | SA1 | 150.4 | 153206 | Snap 5 | Gas Turbine | OCGT | Natural Gas | SNAPPER1 | Scheduled | 1 |  | 30.8 |  | 30.8 |  | In Service |  | 2046 |  | 2026-03-10 | 2026-03-17 15:47 | 30 | 27.62 | 24.6 | 30 | 27.62 | 24.6 | 30 | 27.62 | 24.6 | 30 | 27.62 | 24.6 | 30 | 27.62 | 24.6 | 30 | 27.62 | 24.6 | 30 | 27.62 | 24.6 | 30 | 27.62 | 24.6 | 30 | 27.62 | 24.6 | 30 | 27.62 | 24.6
1600 | Snowtown North |  | Tilt Renewables | SNOWTOWN | SA1 | 100 | 160001 | Snowtown North Solar Farm - BESS:BESS | Battery Storage | Lithium-ion |  |  | Scheduled | 1 |  | 100 |  | 100 | 200 | Publicly Announced | 2029-12-30 | 2054 |  | 2026-12-05 | 2026-05-22 09:47
1600 | Snowtown North |  | Tilt Renewables | SNOWTOWN | SA1 | 100 | 160002 | Snowtown North Solar Farm:1 to 11 | Solar PV | Fixed |  |  | Semi-scheduled | 11 |  | 4 |  | 44 |  | Publicly Announced | 2027-12-31 | 2052 |  | 2026-12-05 | 2026-05-22 09:47
1486 | Snowtown North Solar Farm |  | Tilt Renewables | SNOWTOWN | SA1 | 44 | 148601 | Snowtown North Solar Farm:1 to 11 | Solar PV | Fixed |  |  | Semi-scheduled | 11 |  | 4 |  | 44 |  | Publicly Announced |  |  |  | 2026-03-10 | 2026-03-25 15:36
1181 | Snowtown S2 Wind Farm |  | Snowtown Wind Farm Stage 2 Pty Ltd | SNOWNTH | SA1 | 270 | 118101 | Snowtown S2 Wind Farm:1-42 | Wind | Onshore |  | SNOWSTH1 | Semi-scheduled | 42 |  | 3 |  | 126 |  | In Service |  | 2039 |  | 2026-03-10 | 2026-04-02 10:01 | 126 | 126 | 116.55 | 126 | 126 | 116.55 | 126 | 126 | 116.55 | 126 | 126 | 116.55 | 126 | 126 | 116.55 | 126 | 126 | 116.55 | 126 | 126 | 116.55 | 126 | 126 | 116.55 | 126 | 126 | 116.55 | 126 | 126 | 116.55
1181 | Snowtown S2 Wind Farm |  | Snowtown Wind Farm Stage 2 Pty Ltd | SNOWNTH | SA1 | 270 | 118102 | Snowtown S2 Wind Farm:1-48 | Wind | Onshore |  | SNOWNTH1 | Semi-scheduled | 48 |  | 3 |  | 144 |  | In Service |  | 2039 |  | 2026-03-10 | 2026-04-02 10:01 | 144 | 144 | 133.2 | 144 | 144 | 133.2 | 144 | 144 | 133.2 | 144 | 144 | 133.2 | 144 | 144 | 133.2 | 144 | 144 | 133.2 | 144 | 144 | 133.2 | 144 | 144 | 133.2 | 144 | 144 | 133.2 | 144 | 144 | 133.2
1180 | Snowtown Wind Farm |  | Snowtown Wind Farm Pty Ltd | SNOWTOWN | SA1 | 99 | 118001 | Snowtown Wind Farm:1-47 | Wind | Onshore |  | SNOWTWN1 | Semi-scheduled | 47 |  | 2.1 |  | 98.7 |  | In Service |  | 2033 |  | 2026-03-10 | 2026-06-12 10:00 | 98.7 | 98.7 | 65.8 | 98.7 | 98.7 | 65.8 | 98.7 | 98.7 | 65.8 | 98.7 | 98.7 | 65.8 | 98.7 | 98.7 | 65.8 | 98.7 | 98.7 | 65.8 | 98.7 | 98.7 | 65.8 | 98.7 | 98.7 | 65.8 | 98.7 | 98.7 | 65.8 | 98.7 | 98.7 | 65.8
1752 | Snowy 2.0. |  | Snowy Hydro Ltd | SNOWY | NSW1 | 2200 | 175201 | SNO2PH01 | Hydro | Pumped Hydro |  |  | Scheduled | 1 |  | 363 |  | 363 | 58330 | Committed | 2028-12-31 | 2129 |  | 2026-12-05 | 2026-06-11 11:38 | 0 | 0 | 0 | 0 | 0 | 0 | 0 | 363 | 363 | 363 | 363 | 363 | 363 | 363 | 363 | 363 | 363 | 363 | 363 | 363 | 363 | 363 | 363 | 363 | 363 | 363 | 363 | 363 | 363 | 363 | 0 | 0 | 0 | 0 | 0 | 58330 | 58330 | 58330 | 58330 | 58330 | 58330 | 58330 | 58330 | 58330 | 58330 | 58330 | 58330 | 58330 | 58330 | 58330
1752 | Snowy 2.0. |  | Snowy Hydro Ltd | SNOWY | NSW1 | 2200 | 175202 | SNO2PH02 | Hydro | Pumped Hydro |  |  | Scheduled | 1 |  | 371 |  | 371 | 58330 | Committed | 2028-12-31 | 2129 |  | 2026-12-05 | 2026-06-11 11:38 | 0 | 0 | 0 | 0 | 0 | 0 | 0 | 371 | 371 | 371 | 371 | 371 | 371 | 371 | 371 | 371 | 371 | 371 | 371 | 371 | 371 | 371 | 371 | 371 | 371 | 371 | 371 | 371 | 371 | 371 |  | 0 |  | 0 |  | 58330 | 58330 | 58330 | 58330 | 58330 | 58330 | 58330 | 58330 | 58330 | 58330 | 58330 | 58330 | 58330 | 58330 | 58330
1752 | Snowy 2.0. |  | Snowy Hydro Ltd | SNOWY | NSW1 | 2200 | 175203 | SNO2PH03 | Hydro | Pumped Hydro |  |  | Scheduled | 1 |  | 363 |  | 363 | 58330 | Committed | 2028-12-31 | 2129 |  | 2026-12-05 | 2026-06-11 11:38 | 0 | 0 | 0 | 0 | 0 | 0 | 0 | 363 | 363 | 363 | 363 | 363 | 363 | 363 | 363 | 363 | 363 | 363 | 363 | 363 | 363 | 363 | 363 | 363 | 363 | 363 | 363 | 363 | 363 | 363 | 0 | 0 | 0 | 0 | 0 | 58330 | 58330 | 58330 | 58330 | 58330 | 58330 | 58330 | 58330 | 58330 | 58330 | 58330 | 58330 | 58330 | 58330 | 58330
1752 | Snowy 2.0. |  | Snowy Hydro Ltd | SNOWY | NSW1 | 2200 | 175204 | SNO2PH04 | Hydro | Pumped Hydro |  |  | Scheduled | 1 |  | 371 |  | 371 | 58330 | Committed | 2028-12-31 | 2129 |  | 2026-12-05 | 2026-06-11 11:38 | 0 | 0 | 0 | 0 | 0 | 0 | 0 | 371 | 371 | 371 | 371 | 371 | 371 | 371 | 371 | 371 | 371 | 371 | 371 | 371 | 371 | 371 | 371 | 371 | 371 | 371 | 371 | 371 | 371 | 371 | 0 | 0 | 0 | 0 | 0 | 58330 | 58330 | 58330 | 58330 | 58330 | 58330 | 58330 | 58330 | 58330 | 58330 | 58330 | 58330 | 58330 | 58330 | 58330
1752 | Snowy 2.0. |  | Snowy Hydro Ltd | SNOWY | NSW1 | 2200 | 175205 | SNO2PH05 | Hydro | Pumped Hydro |  |  | Scheduled | 1 |  | 363 |  | 363 | 58330 | Committed | 2028-12-31 | 2129 |  | 2026-12-05 | 2026-06-11 11:38 | 0 | 0 | 0 | 0 | 0 | 0 | 363 | 363 | 363 | 363 | 363 | 363 | 363 | 363 | 363 | 363 | 363 | 363 | 363 | 363 | 363 | 363 | 363 | 363 | 363 | 363 | 363 | 363 | 363 | 363 | 0 | 0 | 0 | 0 | 58330 | 58330 | 58330 | 58330 | 58330 | 58330 | 58330 | 58330 | 58330 | 58330 | 58330 | 58330 | 58330 | 58330 | 58330 | 58330
1752 | Snowy 2.0. |  | Snowy Hydro Ltd | SNOWY | NSW1 | 2200 | 175206 | SNO2PH06 | Hydro | Pumped Hydro |  |  | Scheduled | 1 |  | 371 |  | 371 | 58330 | Committed | 2028-12-31 | 2129 |  | 2026-12-05 | 2026-06-11 11:38 | 0 | 0 | 0 | 0 | 0 | 0 | 371 | 371 | 371 | 371 | 371 | 371 | 371 | 371 | 371 | 371 | 371 | 371 | 371 | 371 | 371 | 371 | 371 | 371 | 371 | 371 | 371 | 371 | 371 | 371 | 0 | 0 | 0 | 0 | 58330 | 58330 | 58330 | 58330 | 58330 | 58330 | 58330 | 58330 | 58330 | 58330 | 58330 | 58330 | 58330 | 58330 | 58330 | 58330
1182 | Snuggery |  | Synergen Power Pty Ltd | PEAKCO | SA1 | 63 | 118201 | Snugger1 | Gas Turbine | OCGT | Diesel/ Fuel Oil | SNUG1 | Scheduled | 1 |  | 21 |  | 21 |  | Announced Withdrawal |  | 2028 | 2028-01-01 | 2026-03-10 | 2026-04-02 13:42 | 0 | 0 | 0 | 0 | 0 | 0 | 0 | 0 | 0 | 0 | 0 | 0 | 0 | 0 | 0 | 0 | 0 | 0 | 0 | 0 | 0 | 0 | 0 | 0 | 0 | 0 | 0 | 0 | 0 | 0
1182 | Snuggery |  | Synergen Power Pty Ltd | PEAKCO | SA1 | 63 | 118202 | Snugger2 | Gas Turbine | OCGT | Diesel/ Fuel Oil | SNUG1 | Scheduled | 1 |  | 21 |  | 21 |  | Announced Withdrawal |  | 2028 | 2028-01-01 | 2026-03-10 | 2026-04-02 13:42 | 0 | 0 | 0 | 0 | 0 | 0 | 0 | 0 | 0 | 0 | 0 | 0 | 0 | 0 | 0 | 0 | 0 | 0 | 0 | 0 | 0 | 0 | 0 | 0 | 0 | 0 | 0 | 0 | 0 | 0
1182 | Snuggery |  | Synergen Power Pty Ltd | PEAKCO | SA1 | 63 | 118203 | Snugger3 | Gas Turbine | OCGT | Diesel/ Fuel Oil | SNUG1 | Scheduled | 1 |  | 21 |  | 21 |  | Announced Withdrawal |  | 2028 | 2028-01-01 | 2026-03-10 | 2026-04-02 13:42 | 0 | 0 | 0 | 0 | 0 | 0 | 0 | 0 | 0 | 0 | 0 | 0 | 0 | 0 | 0 | 0 | 0 | 0 | 0 | 0 | 0 | 0 | 0 | 0 | 0 | 0 | 0 | 0 | 0 | 0
1182 | Snuggery |  | Synergen Power Pty Ltd | PEAKCO | SA1 | 63 | 118204 | SnugNMNS | Gas Turbine | OCGT | Diesel/ Fuel Oil | SNUGNL1 | Non-scheduled | 1 |  | 21 |  | 21 |  | Announced Withdrawal |  | 2028 | 2028-01-01 | 2026-03-10 | 2026-04-02 13:42
2550 | Solar River Solar And BESS Project | S00041 | Zebre Pty Ltd | zenenergy_NR | SA1 | 256 | 255001 | SRBS_CG1 | Battery Storage | Lithium-ion |  |  | Scheduled | 1 | 325 | 256 | 325 | 256 | 650 | Anticipated | 2027-11-29 | 2053 |  | 2026-12-05 | 2026-05-20 15:51 | 0 | 0 | 0 | 0 | 0 | 0 | 256 | 256 | 256 | 256 | 256 | 256 | 256 | 256 | 256 | 256 | 256 | 256 | 256 | 256 | 256 | 256 | 256 | 256 | 256 | 256 | 256 | 256 | 256 | 256 | 0 | 0 | 0 | 0 | 665 | 665 | 637 | 637 | 618 | 618 | 603 | 603 | 590 | 590 | 577 | 577 | 566 | 566 | 555 | 555
2550 | Solar River Solar And BESS Project | S00041 | Zebre Pty Ltd | zenenergy_NR | SA1 | 256 | 255002 | SRSF_GU1 | Solar PV | Single Axis Tracking |  |  | Semi-scheduled | 92 | 2.52 | 2.78 | 231.84 | 255.76 |  | Anticipated | 2027-11-29 | 2056 |  | 2026-12-05 | 2026-05-20 15:51 | 0 | 0 | 0 | 0 | 0 | 0 | 0 | 0 | 0 | 0 | 0 | 0 | 0 | 0 | 0 | 0 | 0 | 0 | 0 | 0 | 0 | 0 | 0 | 0 | 0 | 0 | 0 | 0 | 0 | 0
1183 | Somerton |  | AGL Hydro partnership | SOUTHHYD | VIC1 | 170 | 118301 | GT1 | Gas Turbine | OCGT | Natural Gas | AGLSOM | Scheduled | 1 |  | 42.5 |  | 42.5 |  | In Service |  | 2033 |  | 2026-12-05 | 2026-05-26 15:24 | 42.5 | 37.5 | 35 | 42.5 | 37.5 | 35 | 42.5 | 37.5 | 35 | 42.5 | 37.5 | 35 | 42.5 | 37.5 | 35 | 42.5 | 37.5 | 35 | 42.5 | 37.5 | 35 | 42.5 | 0 | 0 | 0 | 0 | 0 | 0 | 0 | 0
1183 | Somerton |  | AGL Hydro partnership | SOUTHHYD | VIC1 | 170 | 118302 | GT2 | Gas Turbine | OCGT | Natural Gas | AGLSOM | Scheduled | 1 |  | 42.5 |  | 42.5 |  | In Service |  | 2033 |  | 2026-12-05 | 2026-05-26 15:24 | 42.5 | 37.5 | 35 | 42.5 | 37.5 | 35 | 42.5 | 37.5 | 35 | 42.5 | 37.5 | 35 | 42.5 | 37.5 | 35 | 42.5 | 37.5 | 35 | 42.5 | 37.5 | 35 | 42.5 | 0 | 0 | 0 | 0 | 0 | 0 | 0 | 0
1183 | Somerton |  | AGL Hydro partnership | SOUTHHYD | VIC1 | 170 | 118303 | GT3 | Gas Turbine | OCGT | Natural Gas | AGLSOM | Scheduled | 1 |  | 42.5 |  | 42.5 |  | In Service |  | 2033 |  | 2026-12-05 | 2026-05-26 15:24 | 42.5 | 37.5 | 35 | 42.5 | 37.5 | 35 | 42.5 | 37.5 | 35 | 42.5 | 37.5 | 35 | 42.5 | 37.5 | 35 | 42.5 | 37.5 | 35 | 42.5 | 37.5 | 35 | 42.5 | 0 | 0 | 0 | 0 | 0 | 0 | 0 | 0
1183 | Somerton |  | AGL Hydro partnership | SOUTHHYD | VIC1 | 170 | 118304 | GT4 | Gas Turbine | OCGT | Natural Gas | AGLSOM | Scheduled | 1 |  | 42.5 |  | 42.5 |  | In Service |  | 2033 |  | 2026-12-05 | 2026-05-26 15:24 | 42.5 | 37.5 | 35 | 42.5 | 37.5 | 35 | 42.5 | 37.5 | 35 | 42.5 | 37.5 | 35 | 42.5 | 37.5 | 35 | 42.5 | 37.5 | 35 | 42.5 | 37.5 | 35 | 42.5 | 0 | 0 | 0 | 0 | 0 | 0 | 0 | 0
3001 | South Burnett BESS | Q00132 | X-Elio Australia Pty Ltd | x-elio_NR | QLD1 | 300 | 300101 | SBBS_GU1 | Battery Storage | Lithium-ion |  |  | Scheduled | 1 |  | 300 |  | 300 |  | Publicly Announced | 2027-09-30 |  |  | 2026-12-05 | 2025-04-02 20:51
2773 | South Coree BESS | N00178 | Samsung C&amp;amp;T Renewable Energy Australia Pty Ltd | samsung_NR | NSW1 | 80 | 277301 | SCBS_GU1 | Battery Storage | Lithium-ion |  |  | Scheduled | 84 | 1 | 1 | 84 | 84 | 336 | Publicly Announced | 2029-05-25 | 2058 |  | 2026-03-10 | 2026-03-24 17:57
2387 | South East BESS - Storage - KCI | S00033 | Equis Energy (Australia) Projects (Ngumi 8) Pty Ltd as trustee for the Equis Energy(Australia) Ngumi 8 Asset Trust | equis_NR | SA1 | 200 | 238701 | SEBS_GU1 | Battery Storage | Lithium-ion |  |  | Scheduled | 220 | 0.62 | 0.98 | 136.4 | 215.6 | 798.6 | Publicly Announced | 2030-07-31 | 2050 |  | 2026-03-10 | 2026-03-16 10:12
1307 | South Johnstone Mill |  | MSF Sugar | msfsugar_NR | QLD1 | 19.3 | 130701 | 2.0B&amp;amp;M | Gas Turbine | Steam Turbine | Other |  | Non-scheduled | 1 |  | 2 |  | 2 |  | In Service |  |  |  | 2026-03-10 | 2026-01-21 15:41
1307 | South Johnstone Mill |  | MSF Sugar | msfsugar_NR | QLD1 | 19.3 | 130702 | 7.8Siemens | Gas Turbine | Steam Turbine | Other |  | Non-scheduled | 1 |  | 7.8 |  | 7.8 |  | In Service |  |  |  | 2026-03-10 | 2026-01-21 15:41
1307 | South Johnstone Mill |  | MSF Sugar | msfsugar_NR | QLD1 | 19.3 | 130703 | 9.5NKK | Gas Turbine | Steam Turbine | Other |  | Non-scheduled | 1 |  | 9.5 |  | 9.5 |  | In Service |  | 2040 |  | 2026-03-10 | 2026-01-21 15:41
2045 | South Johnstone Mill (expansion) |  | MSF Sugar | msfsugar_NR | QLD1 | 32 | 204501 | South Jo | Gas Turbine | Steam Turbine | Biofuel/Biomass |  | Non-scheduled | 1 |  | 32 |  | 32 |  | Publicly Announced |  |  |  | 2026-03-10 | 2025-03-13 01:44
2930 | South Kempsey BESS | N00199 | Macleay Ventures Pty Ltd. | macleayventures_nr | NSW1 | 200 | 293001 | SKBS_GU1 | Battery Storage | Lithium-ion |  |  | Scheduled | 80 |  | 2.5 |  | 200 |  | Publicly Announced |  |  |  | 2025-09-01 | 2025-01-10 19:15
1377 | South Keswick Solar Farm |  | Dubbo Solar Hub Pty Ltd | DUBBOSK | NSW1 | 13.9 | 137701 | South Keswick Solar Farm:Solar Panels | Solar PV | Single Axis Tracking |  | SKSF1 | Non-scheduled | 6 |  | 2.32 |  | 13.92 |  | In Service |  | 2042 |  | 2026-03-10 | 2026-03-30 16:26
3004 | South Nanango BESS | Q00221 | RTB Renewables Pty Ltd | rtb_renewables_nr | QLD1 | 630 | 300401 | SNANANGO | Battery Storage | Lithium-ion |  |  | Scheduled | 1 |  | 630 |  | 630 | 630 | Publicly Announced |  |  |  | 2025-09-01 | 2025-04-03 20:31
2028 | South Pacific Offshore Wind Project | N00080 | South Pacific OWP Project Pty Ltd | bluefloat_NR | NSW1 | 1600 | 202801 | SPOW_GU1 | Wind | Offshore - fixed |  |  | Semi-scheduled | 105 |  | 15.25 |  | 1601.25 |  | Publicly Announced | 2035-06-30 |  |  | 2026-03-10 | 2025-03-11 22:36
3179 | South Walker Creek Power Station |  | Enernet Global | enermetglobal_nr | QLD1 | 20.04 | 317901 | N/A | Other | Other |  |  | Non-scheduled | 6 |  | 3.34 |  | 20.04 |  | Publicly Announced | 2027-07-01 | 2040 |  | 2026-12-05 | 2026-05-13 09:05
2039 | Southern Winds Offshore Wind | V00084 | Southern Winds OWP Project Pty Ltd | bluefloat_NR | VIC1 | 1155 | 203901 | SWOW_GU1 | Wind | Offshore - fixed |  |  | Semi-scheduled | 77 |  | 15 |  | 1155 |  | Publicly Announced |  |  |  | 2026-03-10 | 2024-02-13 19:52
2382 | Specimen Hill BESS - Storage - KCI | Q00059 | ARK Energy Corporation Pty Ltd | arkenergy_nr | QLD1 | 100 | 238201 | SHBS_GU1 | Battery Storage | Lithium-ion |  |  | Scheduled | 1 |  | 100 |  | 100 |  | Publicly Announced |  |  |  | 2026-03-10 | 2025-06-20 19:03
2004 | Specimen Hill Wind Farm | Q00067 | ARK Energy Corporation Pty Ltd | arkenergy_nr | QLD1 | 336 | 200401 | SH_GU1 | Wind | Onshore |  |  | Semi-scheduled | 56 |  | 6 |  | 336 |  | Publicly Announced |  |  |  | 2026-12-05 | 2025-03-13 01:35
2583 | Spicers Creek Wind Farm |  | Squadron Energy Services Pty Ltd | squadronenergy_NR | NSW1 | 702 | 258301 | SCWF_G1 | Wind | Onshore |  |  | Semi-scheduled | 117 |  | 6 |  | 702 |  | Publicly Announced | 2031-07-01 | 2060 |  | 2026-12-05 | 2026-05-19 14:20
2656 | Spinifex Offshore Wind Farm | V00140 | Alinta Energy Retail Sales Pty Ltd | alinta_nr | VIC1 | 1206 | 265601 | SFWF_GU1 | Wind | Offshore - fixed |  |  | Semi-scheduled | 67 |  | 18 |  | 1206 |  | Publicly Announced | 2038-01-01 | 2063 |  | 2026-03-10 | 2026-04-04 11:07
3305 | Spring Creek Solar Farm and BESS Hybrid - KCI | N00314 |  |  | NSW1 | 480 | 330501 | Spring Creek - BESS | Battery Storage | Lithium-ion |  |  | Scheduled | 1 |  | 360 |  | 360 |  | Publicly Announced |  |  |  |  | 2026-06-30 11:46
3305 | Spring Creek Solar Farm and BESS Hybrid - KCI | N00314 |  |  | NSW1 | 480 | 330502 | Spring Creek - Solar | Solar PV | Fixed |  |  | Semi-scheduled | 1 |  | 120 |  | 120 |  | Publicly Announced |  |  |  |  | 2026-06-30 11:46
2301 | Springlands Wind Farm | Q00038 | Ratch Australia | TOORAWF | QLD1 | 800 | 230101 | SWF_GU1 | Wind | Onshore |  |  | Semi-scheduled | 121 | 6.6 | 6.6 | 798.6 | 798.6 |  | Publicly Announced | 2030-12-30 | 2060 |  | 2026-03-10 | 2026-05-19 09:44
2812 | Springvale Energy Hub | V00117 | progresspower_nr | progresspower_nr | VIC1 | 115 | 281201 | SEH 1 | Battery Storage | Lithium-ion |  |  | Scheduled | 60 | 2.19 | 2.19 | 131.4 | 131.4 | 262.2 | Anticipated | 2028-10-30 | 2055 |  | 2026-12-05 | 2026-06-09 16:26 | 0 | 0 | 0 | 0 | 0 | 0 | 115 | 115 | 115 | 115 | 115 | 115 | 115 | 115 | 115 | 115 | 115 | 115 | 115 | 115 | 115 | 115 | 115 | 115 | 115 | 115 | 115 | 115 | 115 | 115 | 0 | 0 | 0 | 0 | 262.32 | 262.32 | 262.32 | 262.32 | 256.27 | 256.27 | 255 | 255 | 238.73 | 238.73 | 233.74 | 233.74 | 228.74 | 228.74 | 224.02 | 224.02
3285 | Springvale Energy Hub - Stage 2 |  | SEH Stage 1 Pty Ltd as trustee for the Progress Power Unit Trust | progresspower_nr | VIC1 | 115 | 328501 | SEH 2 | Battery Storage | Lithium-ion |  |  | Scheduled | 104 | 1.21 | 1.21 | 125.84 | 125.84 | 502.32 | Publicly Announced | 2028-10-30 | 2055 |  |  | 2026-05-20 14:04
2302 | SRI/Mirabou (Braemar) BESS - KCI | Q00053 | Miraabou Energy Ltd |  | QLD1 | 500 | 230201 | MBS_GU1 | Battery Storage | Lithium-ion |  |  | Scheduled | 1 |  | 500 |  | 500 |  | Publicly Announced |  |  |  | 2026-03-10 | 2023-07-05 21:27
2063 | St Patricks Plains Wind Farm | T00015 | ARK Energy Corporation Pty Ltd | arkenergy_nr | TAS1 | 291.4 | 206301 | St Patri | Wind | Onshore |  |  | Semi-scheduled | 47 |  | 6.2 |  | 291.4 |  | Publicly Announced |  |  |  | 2026-03-10 | 2025-03-13 01:36
2581 | Stanhope Solar and BESS Project |  | globirdenergy_NR | globirdenergy_NR | VIC1 | 25 | 258101 | SHPV01 | Solar PV | Fixed |  |  | Semi-scheduled | 1 | 6 | 5 | 6 | 5 |  | Publicly Announced | 2027-11-30 | 2052 |  | 2026-12-05 | 2026-05-18 15:54
2581 | Stanhope Solar and BESS Project |  | globirdenergy_NR | globirdenergy_NR | VIC1 | 25 | 258102 | SHBESS01 | Battery Storage | Lithium-ion |  |  | Scheduled | 1 | 21 | 20 | 21 | 20 | 20 | Publicly Announced | 2027-11-30 | 2052 |  | 2026-12-05 | 2026-05-18 15:54
1185 | Stanwell |  | Stanwell Corporation Limited | STANWELL | QLD1 | 1460 | 118501 | Stanwell:1 | Coal | Black Coal |  | STAN-1 | Scheduled | 1 |  | 365 |  | 365 |  | In Service |  | 2043 |  | 2026-03-10 | 2025-12-22 10:48 | 365 | 365 | 365 | 365 | 365 | 365 | 365 | 365 | 365 | 365 | 365 | 365 | 365 | 365 | 365 | 365 | 365 | 365 | 365 | 365 | 365 | 365 | 365 | 365 | 365 | 365 | 365
1185 | Stanwell |  | Stanwell Corporation Limited | STANWELL | QLD1 | 1460 | 118502 | Stanwell:2 | Coal | Black Coal |  | STAN-2 | Scheduled | 1 |  | 365 |  | 365 |  | In Service |  | 2044 |  | 2026-03-10 | 2025-12-22 10:48 | 365 | 365 | 365 | 365 | 365 | 365 | 365 | 365 | 365 | 365 | 365 | 365 | 365 | 365 | 365 | 365 | 365 | 365 | 365 | 365 | 365 | 365 | 365 | 365 | 365 | 365 | 365
1185 | Stanwell |  | Stanwell Corporation Limited | STANWELL | QLD1 | 1460 | 118503 | Stanwell:3 | Coal | Black Coal |  | STAN-3 | Scheduled | 1 |  | 365 |  | 365 |  | In Service |  | 2045 |  | 2026-03-10 | 2025-12-22 10:48 | 365 | 365 | 365 | 365 | 365 | 365 | 365 | 365 | 365 | 365 | 365 | 365 | 365 | 365 | 365 | 365 | 365 | 365 | 365 | 365 | 365 | 365 | 365 | 365 | 365 | 365 | 365
1185 | Stanwell |  | Stanwell Corporation Limited | STANWELL | QLD1 | 1460 | 118504 | Stanwell:4 | Coal | Black Coal |  | STAN-4 | Scheduled | 1 |  | 365 |  | 365 |  | In Service |  | 2046 |  | 2026-03-10 | 2025-12-22 10:48 | 365 | 365 | 365 | 365 | 365 | 365 | 365 | 365 | 365 | 365 | 365 | 365 | 365 | 365 | 365 | 365 | 365 | 365 | 365 | 365 | 365 | 365 | 365 | 365 | 365 | 365 | 365
1935 | Stanwell BESS | Q00023 | Stanwell Corporation Limited | STANWELL | QLD1 | 300 | 193502 | STABESS1 | Battery Storage | Lithium-ion |  |  | Scheduled | 1 | 300 | 300 | 300 | 300 | 1200 | Committed | 2026-12-22 | 2046 |  | 2026-12-05 | 2026-06-09 14:01 | 0 | 300 | 300 | 300 | 300 | 300 | 300 | 300 | 300 | 300 | 300 | 300 | 300 | 300 | 300 | 300 | 300 | 300 | 300 | 300 | 300 | 300 | 300 | 300 | 300 | 300 | 300 | 300 | 300 | 300 | 0 | 600 | 600 | 561 | 561 | 543 | 543 | 531 | 531 | 519 | 519 | 510 | 510 | 501 | 501 | 492 | 492 | 486 | 486 | 477
1358 | Stapylton Renewable Energy Facility |  | LMS Energy Pty Ltd | LMSENE | QLD1 | 3.35 | 135801 | GM1and4 | Gas Turbine | Other | Landfill Gas |  | Non-scheduled | 2 |  | 1.06 |  | 2.12 |  | In Service |  | 2049 |  | 2026-03-10 | 2026-03-27 13:54
1358 | Stapylton Renewable Energy Facility |  | LMS Energy Pty Ltd | LMSENE | QLD1 | 3.35 | 135802 | GM2 | Gas Turbine | Other | Landfill Gas |  | Non-scheduled | 1 |  | 0.76 |  | 0.76 |  | In Service |  | 2049 |  | 2026-03-10 | 2026-03-27 13:54
1358 | Stapylton Renewable Energy Facility |  | LMS Energy Pty Ltd | LMSENE | QLD1 | 3.35 | 135803 | GM3 | Gas Turbine | Other | Landfill Gas |  | Non-scheduled | 1 |  | 0.47 |  | 0.47 |  | In Service |  | 2049 |  | 2026-03-10 | 2026-03-27 13:54
1613 | Star of the South Wind Farm | V00044 | Star of the South Wind Farm Pty Ltd as trustee for the Star of the South Trust | southerlyten_nr | VIC1 | 2205 | 161301 | Star of The South:1 | Wind | Offshore - fixed |  |  | Semi-scheduled | 147 |  | 15 |  | 2205 |  | Publicly Announced | 2032-03-31 |  |  | 2026-03-10 | 2026-03-16 08:10
1186 | Starfish Hill |  | Ratch Australia | TOORAWF | SA1 | 34.5 | 118601 | Starfish Hill:1-22 | Wind | Onshore |  | STARHLWF | Significant Non-scheduled | 22 |  | 1.5 |  | 33 |  | In Service |  | 2033 |  | 2026-12-05 | 2026-05-19 13:36 | 33 | 33 | 33 | 33 | 33 | 33 | 33 | 33 | 33 | 33 | 33 | 33 | 33 | 33 | 33 | 33 | 33 | 33 | 33 | 33 | 33 | 33 | 33 | 33 | 0 | 0 | 0
1187 | Stockyard Hill Wind Farm |  | Stockyard Hill Wind Farm Pty Ltd | STOCKYRD | VIC1 | 511 | 118702 | STOCKYD3.0 | Wind | Onshore |  | STOCKYD1 | Semi-scheduled | 2 |  | 3 |  | 6 |  | In Service |  | 2045 |  | 2026-03-10 | 2026-03-12 14:19 | 5.812 | 5.812 | 5.812 | 5.812 | 5.812 | 5.812 | 5.812 | 5.812 | 5.812 | 5.812 | 5.812 | 5.812 | 5.812 | 5.812 | 5.812 | 5.812 | 5.812 | 5.812 | 5.812 | 5.812 | 5.812 | 5.812 | 5.812 | 5.812 | 5.812 | 5.812 | 5.812 | 5.812 | 5.812 | 5.812
1187 | Stockyard Hill Wind Farm |  | Stockyard Hill Wind Farm Pty Ltd | STOCKYRD | VIC1 | 511 | 118703 | STOCKYD3.4 | Wind | Onshore |  | STOCKYD1 | Semi-scheduled | 19 |  | 3.4 |  | 64.6 |  | In Service |  | 2045 |  | 2026-03-10 | 2026-03-12 14:19 | 62.567 | 62.567 | 62.567 | 62.567 | 62.567 | 62.567 | 62.567 | 62.567 | 62.567 | 62.567 | 62.567 | 62.567 | 62.567 | 62.567 | 62.567 | 62.567 | 62.567 | 62.567 | 62.567 | 62.567 | 62.567 | 62.567 | 62.567 | 62.567 | 62.567 | 62.567 | 62.567 | 62.567 | 62.567 | 62.567
1187 | Stockyard Hill Wind Farm |  | Stockyard Hill Wind Farm Pty Ltd | STOCKYRD | VIC1 | 511 | 118704 | STOCKYD3.57 | Wind | Onshore |  | STOCKYD1 | Semi-scheduled | 128 |  | 3.57 |  | 456.96 |  | In Service |  | 2045 |  | 2026-03-10 | 2026-03-12 14:19 | 442.624 | 442.624 | 442.624 | 442.624 | 442.624 | 442.624 | 442.624 | 442.624 | 442.624 | 442.624 | 442.624 | 442.624 | 442.624 | 442.624 | 442.624 | 442.624 | 442.624 | 442.624 | 442.624 | 442.624 | 442.624 | 442.624 | 442.624 | 442.624 | 442.624 | 442.624 | 442.624 | 442.624 | 442.624 | 442.624
2474 | Stoney Creek BESS | N00108 | Stoney Creek BESS Pty Ltd | enervest_NR | NSW1 | 125 | 247401 | SCBS_GU1 | Battery Storage | Lithium-ion |  |  | Scheduled | 1 |  | 125 |  | 125 | 1000 | Anticipated | 2028-06-30 | 2048 |  | 2026-12-05 | 2026-05-25 13:44 | 0 | 0 | 0 | 0 | 0 | 0 | 125 | 125 | 125 | 125 | 125 | 125 | 125 | 125 | 125 | 125 | 125 | 125 | 125 | 125 | 125 | 125 | 125 | 125 | 125 | 125 | 125 | 125 | 125 | 125 | 0 | 0 | 0 | 0 | 1000 | 1000 | 1000 | 1000 | 1000 | 1000 | 1000 | 1000 | 1000 | 1000 | 1000 | 1000 | 1000 | 1000 | 1000 | 1000
2492 | Stony Creek Wind Farm | Q00098 | Greenleaf Renewable | greenleafrenewables_nr | QLD1 | 400 | 249201 | SCWF_GU1 | Wind | Onshore |  |  | Semi-scheduled | 1 |  | 400 |  | 400 |  | Publicly Announced |  |  |  | 2025-12-01 | 2023-09-11 22:56
2940 | Strafford Renewable Energy Hub - Pumped Hydro |  | Yancoal | yancoal_nr | NSW1 | 200 | 294001 | SFPH_GU1 | Hydro | Pumped Hydro |  |  | Scheduled | 1 |  | 200 |  | 200 | 1600 | Publicly Announced |  |  |  | 2026-03-10 | 2025-03-04 21:58
3076 | Stratford Renewable Energy Hub | N00223 | Yancoal Australia Limited | yancoal_nr | NSW1 | 400 | 307601 | SFPH_GU1 | Hydro | Pumped Hydro |  |  | Scheduled | 1 |  | 400 |  | 400 |  | Publicly Announced |  |  |  | 2026-03-10 | 2025-07-04 17:36
3076 | Stratford Renewable Energy Hub | N00223 | Yancoal Australia Limited | yancoal_nr | NSW1 | 400 | 307602 | SFSF_GU1 | Solar PV | Fixed |  |  | Semi-scheduled | 91 |  | 4.2 |  | 382.2 |  | Publicly Announced |  |  |  | 2026-03-10 | 2025-07-04 17:36
2811 | Strathbogie Ranges Wind Farm |  | Seymour Wind Pty Ltd | feraaustralia_nr | VIC1 | 800 | 281101 | SWF_GU1 | Wind | Onshore |  |  | Semi-scheduled | 100 |  | 8 |  | 800 |  | Publicly Announced | 2031-12-01 | 2065 |  | 2026-03-10 | 2026-05-22 16:28
3045 | Strontian Solar BESS | N00233 | Strontian Solar Pty Ltd | strontian_nr | NSW1 | 333 | 304501 | STBS_GU1 | Battery Storage | Lithium-ion |  |  | Scheduled | 1 |  | 333 |  | 333 |  | Publicly Announced |  |  |  | 2025-09-01 | 2025-07-01 04:48
3044 | Strontian Solar Farm | N00233 | Strontian Solar Pty Ltd | strontian_nr | NSW1 | 325 | 304401 | STSF_GU1 | Solar PV | Fixed |  |  | Semi-scheduled | 78 |  | 4.2 |  | 327.6 |  | Publicly Announced |  |  |  | 2025-09-01 | 2025-07-01 04:41
2774 | Stubbo BESS | N00181 | Stubbo 1 Pty Ltd. ACN 658 322 457 as The Trustee for Stubbo 1 Solar Project Trust | acenaustralia_NR | NSW1 | 200 | 277401 | STBS_GU1 | Battery Storage | Lithium-ion |  |  | Scheduled | 1 | 200 | 200 | 200 | 200 | 800 | Publicly Announced | 2029-03-31 | 2079 |  | 2026-12-05 | 2026-05-19 14:35
1894 | Stubbo Solar Farm | N00017 | ACEN AUSTRALIA | acenaustralia_NR | NSW1 | 400 | 189401 | Stubbo | Solar PV | Single Axis Tracking |  | STUBSF1 | Semi-scheduled | 1 | 202 | 202 | 202 | 202 |  | In Service |  | 2073 |  | 2026-12-05 | 2026-05-13 13:41 | 202 | 202 | 202 | 202 | 202 | 202 | 202 | 202 | 202 | 202 | 202 | 202 | 202 | 202 | 202 | 202 | 202 | 202 | 202 | 202 | 202 | 202 | 202 | 202 | 202 | 202 | 202 | 202 | 202 | 202
1894 | Stubbo Solar Farm | N00017 | ACEN AUSTRALIA | acenaustralia_NR | NSW1 | 400 | 189402 | Stubbo_2 | Solar PV | Single Axis Tracking |  | STUBSF2 | Semi-scheduled | 1 | 198 | 198 | 198 | 198 |  | In Service |  | 2073 |  | 2026-12-05 | 2026-05-13 13:41 | 198 | 198 | 198 | 198 | 198 | 198 | 198 | 198 | 198 | 198 | 198 | 198 | 198 | 198 | 198 | 198 | 198 | 198 | 198 | 198 | 198 | 198 | 198 | 198 | 198 | 198 | 198 | 198 | 198 | 198
2791 | Sturt Solar |  | Sturt Solar PTY LTD | maybros_nr | SA1 | 600 | 279101 | Sturt PV | Solar PV | Single Axis Tracking |  |  | Semi-scheduled | 1 |  | 300 |  | 300 |  | Publicly Announced |  |  |  | 2026-12-05 | 2025-02-12 23:34
2791 | Sturt Solar |  | Sturt Solar PTY LTD | maybros_nr | SA1 | 600 | 279102 | SturtBES | Battery Storage | Lithium-ion |  |  | Scheduled | 1 |  | 300 |  | 300 | 300 | Publicly Announced |  |  |  | 2026-12-05 | 2025-02-12 23:34
2584 | Summerfield BESS | S00022 | CI Summerfield BESS Pty Ltd (ACN 656 223 773) as trustee for the CI Summerfield BESS Trust | bluepp_NR | SA1 | 240 | 258401 | SFBS_GU1 | Battery Storage | Lithium-ion |  |  | Scheduled | 35 | 3.8 | 4.39 | 133 | 153.65 | 532.7 | Committed* | 2026-11-20 | 2046 |  | 2026-12-05 | 2026-03-30 11:44 | 0 | 120 | 114.5 | 120 | 120 | 114.5 | 120 | 120 | 114.5 | 120 | 120 | 114.5 | 120 | 120 | 114.5 | 120 | 120 | 114.5 | 120 | 120 | 114.5 | 120 | 120 | 114.5 | 120 | 120 | 114.5 | 120 | 120 | 114.5 | 0 | 480 | 480 | 480 | 480 | 480 | 480 | 480 | 480 | 480 | 480 | 480 | 480 | 480 | 480 | 480 | 480 | 480 | 480 | 480
2584 | Summerfield BESS | S00022 | CI Summerfield BESS Pty Ltd (ACN 656 223 773) as trustee for the CI Summerfield BESS Trust | bluepp_NR | SA1 | 240 | 258402 | SFBS_GU2 | Battery Storage | Lithium-ion |  |  | Scheduled | 35 | 3.8 | 4.39 | 133 | 153.65 | 532.7 | Committed | 2026-11-20 | 2046 |  | 2026-12-05 | 2026-03-30 11:44 | 0 | 120 | 114.5 | 120 | 120 | 114.5 | 120 | 120 | 114.5 | 120 | 120 | 114.5 | 120 | 120 | 114.5 | 120 | 120 | 114.5 | 120 | 120 | 114.5 | 120 | 120 | 114.5 | 120 | 120 | 114.5 | 120 | 120 | 114.5 | 0 | 480 | 480 | 480 | 480 | 480 | 480 | 480 | 480 | 480 | 480 | 480 | 480 | 480 | 480 | 480 | 480 | 480 | 480 | 480
3170 | Summerfield North |  | CI SUMMERFIELD NORTH PROJECTCO PTY LTD | bluepp_NR | SA1 | 160 | 317001 | Summerfield North | Battery Storage | Lithium-ion |  |  | Scheduled | 47 | 4.2 | 4.2 | 197.4 | 197.4 | 940 | Publicly Announced | 2028-12-30 | 2055 |  | 2026-03-10 | 2025-12-24 13:48
3159 | Summerville BESS |  | OX2 | ox2_NR | NSW1 | 90 | 315901 | SVBS_GU1 | Battery Storage | Lithium-ion |  |  | Scheduled | 1 |  | 90 |  | 90 | 360 | Publicly Announced |  |  |  | 2026-03-10 | 2026-04-01 08:53
1989 | Summerville Solar Farm | N00064 | ESCO Solar Farm 5 Pty Ltd | ox2_NR | NSW1 | 90 | 198901 | SV_Unit1 | Solar PV | Fixed |  |  | Semi-scheduled | 24 | 6.5 | 4.2 | 156 | 100.8 |  | Publicly Announced | 2028-12-31 | 2058 |  | 2026-12-05 | 2026-05-18 12:18
1437 | Sun Metals Corporation Solar Farm |  | Sun Metals Corporation Pty Ltd | SMCTSV | QLD1 | 121.5 | 143701 | SMCSF1 | Solar PV | Fixed |  | SMCSF1 | Semi-scheduled | 52 |  | 2.75 |  | 143 |  | In Service |  | 2042 |  | 2026-03-10 | 2026-03-27 11:18 | 117 | 121.16 | 120.12 | 117 | 121.16 | 120.12 | 117 | 121.16 | 120.12 | 117 | 121.16 | 120.12 | 117 | 121.16 | 120.12 | 117 | 121.16 | 120.12 | 117 | 121.16 | 120.12 | 117 | 121.16 | 120.12 | 117 | 121.16 | 120.12 | 117 | 121.16 | 120.12
2187 | Sundown Hybrid Facility | N00048 | Sundown SF Subco Pty Ltd ATF Sundown SF Unit Trust | recurrentenergy_nr | NSW1 | 360 | 218701 | BESS Production Units | Battery Storage | Lithium-ion |  |  | Scheduled | 48 | 7.87 | 4.39 | 377.76 | 210.72 | 421.44 | Publicly Announced | 2028-01-01 | 2055 |  | 2026-03-10 | 2026-04-08 10:35
2187 | Sundown Hybrid Facility | N00048 | Sundown SF Subco Pty Ltd ATF Sundown SF Unit Trust | recurrentenergy_nr | NSW1 | 360 | 218702 | Solar Production Units | Solar PV | Single Axis Tracking |  |  | Semi-scheduled | 104 | 6.89 | 4.2 | 716.56 | 436.8 |  | Publicly Announced | 2028-01-01 | 2055 |  | 2026-03-10 | 2026-04-08 10:35
3206 | Sunnyside Solar Farm | N00279 | Zero E Services Australia Pty Ltd |  | NSW1 | 250 | 320601 | SS_GU1 | Battery Storage | Lithium-ion |  |  | Scheduled | 65 |  | 4.6 |  | 299 |  | Publicly Announced |  |  |  | 2026-03-10 | 2026-01-19 15:55
3206 | Sunnyside Solar Farm | N00279 | Zero E Services Australia Pty Ltd |  | NSW1 | 250 | 320602 | SS_GU2 | Solar PV | Single Axis Tracking |  |  | Semi-scheduled | 83 |  | 4.2 |  | 348.6 |  | Publicly Announced |  |  |  | 2026-03-10 | 2026-01-19 15:55
1447 | Sunraysia Solar Farm |  | Sunraysia Solar Project Pty Ltd | SUNRSF | NSW1 | 200 | 144701 | SUNRSF1 | Solar PV | Single Axis Tracking |  | SUNRSF1 | Semi-scheduled | 104 | 2.2 | 2.2 | 228.8 | 228.8 |  | In Service |  | 2049 |  | 2026-03-10 | 2026-05-22 10:15 | 199.68 | 199.68 | 191.36 | 199.68 | 199.68 | 191.36 | 199.68 | 199.68 | 191.36 | 199.68 | 199.68 | 191.36 | 199.68 | 199.68 | 191.36 | 199.68 | 199.68 | 191.36 | 199.68 | 199.68 | 191.36 | 199.68 | 199.68 | 191.36 | 199.68 | 199.68 | 191.36 | 199.68 | 199.68 | 191.36
1703 | Sunshine Energy Solar Farm |  | Sunshine Energy |  | QLD1 | 1 | 170301 | Sunshine | Solar PV | Single Axis Tracking |  |  | Semi-scheduled | 1 |  | 1500 |  | 1500 |  | Publicly Announced |  |  |  | 2026-03-10 | 2025-09-01 22:59
3037 | Sunshine Estate BESS |  | Avenis Energy Pty Ltd, on behalf of AE BESS 11 Pty Ltd ATF AE BESS 11 Unit Trust | avenisenergy_NR | NSW1 | 120 | 303701 | RBBS_GU1 | Battery Storage | Lithium-ion |  |  | Scheduled | 1 | 120 | 120 | 120 | 120 | 480 | Publicly Announced | 2027-12-31 | 2045 |  | 2026-03-10 | 2026-03-10 13:38
1442 | Sunshine State Solar Farm and BESS |  | ESCO Pacific | ox2_NR | QLD1 | 90 | 144201 | Sunshine | Solar PV | Fixed |  |  | Semi-scheduled | 1 |  | 110 |  | 110 |  | Publicly Announced |  |  |  | 2026-03-10 | 2023-10-02 22:23
2557 | Sunshine State Solar Farm and BESS (Rollingstone) | Q00113 | Rollingstone Solar Farm Pty Ltd |  | QLD1 | 500 | 255701 | SSSB_GU1 | Solar PV | Fixed |  |  | Semi-scheduled | 1 |  | 500 |  | 500 |  | Publicly Announced |  |  |  | 2026-03-10 | 2023-07-05 00:22
1586 | Suntop Solar Farm |  | Suntop SF Pty Ltd As Trustee For The Suntop Asset | calenergy_nr | NSW1 | 150 | 158602 | Suntop Solar Farm | Solar PV | Single Axis Tracking |  | SUNTPSF1 | Semi-scheduled | 110 | 1.73 | 1.44 | 190.3 | 158.4 |  | In Service |  | 2056 |  | 2026-03-10 | 2026-03-30 15:47 | 150 | 150 | 150 | 150 | 150 | 150 | 150 | 150 | 150 | 150 | 150 | 150 | 150 | 150 | 150 | 150 | 150 | 150 | 150 | 150 | 150 | 150 | 150 | 150 | 150 | 150 | 150 | 150 | 150 | 150
2431 | Supernode BESS | Q00175 | Supernode Operations Pty Ltd as the trustee for Supernode BESS 1 Project Trust | SNODE1 | QLD1 | 520 | 243104 | SNB01 | Battery Storage | Lithium-ion |  | SNB01 | Scheduled | 76 | 4.44 | 3.42 | 337.44 | 259.92 | 619.4 | In Service |  | 2051 |  | 2026-12-05 | 2026-05-07 11:22 | 260 | 260 | 260 | 260 | 260 | 260 | 260 | 260 | 260 | 260 | 260 | 260 | 260 | 260 | 260 | 260 | 260 | 260 | 260 | 260 | 260 | 260 | 260 | 260 | 260 | 260 | 260 | 260 | 260 | 260 | 490 | 475 | 475 | 460 | 460 | 445 | 445 | 440 | 440 | 430 | 430 | 420 | 420 | 410 | 410 | 400 | 400 | 395 | 395 | 385
2431 | Supernode BESS | Q00175 | Supernode Operations Pty Ltd as the trustee for Supernode BESS 1 Project Trust | SNODE1 | QLD1 | 520 | 243105 | SNB02 | Battery Storage | Lithium-ion |  | SNB02 | Scheduled | 76 | 4.44 | 3.42 | 337.44 | 259.92 | 1238.04 | In Commissioning | 2026-06-30 | 2051 |  | 2026-12-05 | 2026-05-07 11:22 | 260 | 260 | 260 | 260 | 260 | 260 | 260 | 260 | 260 | 260 | 260 | 260 | 260 | 260 | 260 | 260 | 260 | 260 | 260 | 260 | 260 | 260 | 260 | 260 | 260 | 260 | 260 | 260 | 260 | 260 | 945 | 945 | 925 | 925 | 905 | 905 | 885 | 885 | 870 | 870 | 850 | 850 | 835 | 835 | 820 | 820 | 805 | 805 | 795 | 795
3103 | Supernode BESS - Stage 3 | Q00175 | Supernode BESS 3 ProjectCo Pty Ltd as trustee for Supernode BESS 3 Project Trust | quinbrook_NR | QLD1 | 260 | 310301 | SNB03 | Battery Storage | Lithium-ion |  |  | Scheduled | 77 | 3.38 | 3.38 | 260.26 | 260.26 | 1216.6 | Anticipated | 2027-10-31 | 2052 |  | 2026-12-05 | 2026-06-05 09:55 | 0 | 0 | 0 | 0 | 260 | 260 | 260 | 260 | 260 | 260 | 260 | 260 | 260 | 260 | 260 | 260 | 260 | 260 | 260 | 260 | 260 | 260 | 260 | 260 | 260 | 260 | 260 | 260 | 260 | 260 | 0 | 0 | 0 | 910 | 910 | 875 | 875 | 850 | 850 | 825 | 825 | 805 | 805 | 790 | 790 | 770 | 770 | 750 | 750 | 740
3104 | Supernode BESS - Stage 4 | Q00175 | Supernode BESS 3 ProjectCo Pty Ltd as trustee for Supernode BESS 3 Project Trust | quinbrook_NR | QLD1 | 260 | 310401 | SNB04 | Battery Storage | Lithium-ion |  |  | Scheduled | 76 | 3.42 | 3.42 | 259.92 | 259.92 | 2082.4 | Publicly Announced | 2028-12-22 | 2053 |  | 2026-12-05 | 2026-05-07 11:22
3105 | Supernode BESS - Stage 5 | Q00175 | Supernode BESS 3 ProjectCo Pty Ltd as trustee for Supernode BESS 3 Project Trust | quinbrook_NR | QLD1 | 260 | 310501 | SNB05 | Battery Storage | Lithium-ion |  |  | Scheduled | 76 | 3.42 | 3.42 | 259.92 | 259.92 | 2082.4 | Publicly Announced | 2029-03-30 | 2054 |  | 2026-12-05 | 2026-05-15 12:35
2830 | Supernode North BESS 1 | Q00178 | Supernode North BESS ProjectCo Pty Ltd | pep_nr | QLD1 | 260 | 283001 | FNBS_GU1 | Battery Storage | Lithium-ion |  |  | Scheduled | 1 |  | 260 |  | 260 | 2080 | Publicly Announced | 2028-12-29 | 2053 |  | 2026-03-10 | 2026-03-25 23:27
2831 | Supernode North BESS 2 | Q00179 | Supernode North BESS ProjectCo Pty Ltd | pep_nr | QLD1 | 260 | 283101 | FNBS_GU2 | Battery Storage | Lithium-ion |  |  | Scheduled | 1 |  | 260 |  | 260 | 2080 | Publicly Announced | 2029-03-30 | 2054 |  | 2026-03-10 | 2026-03-25 23:26
2832 | Supernode North BESS 3 | Q00180 | Supernode North BESS ProjectCo Pty Ltd | pep_nr | QLD1 | 260 | 283201 | FNBS_GU3 | Battery Storage | Lithium-ion |  |  | Scheduled | 1 |  | 260 |  | 260 | 2080 | Publicly Announced | 2029-06-29 | 2054 |  | 2026-03-10 | 2026-03-25 23:24
1444 | Susan River Solar Farm |  | Susan River Solar Pty Ltd as trustee for the Susan River Solar Trust | SRSF1 | QLD1 | 75 | 144401 | SRSF1 | Solar PV | Single Axis Tracking |  | SRSF1 | Semi-scheduled | 49 | 1.74 | 1.53 | 85.26 | 74.97 |  | In Service |  | 2049 |  | 2026-03-10 | 2026-03-27 12:39 | 75.019 | 75.019 | 75.019 | 75.019 | 75.019 | 75.019 | 75.019 | 75.019 | 75.019 | 75.019 | 75.019 | 75.019 | 75.019 | 75.019 | 75.019 | 75.019 | 75.019 | 75.019 | 75.019 | 75.019 | 75.019 | 75.019 | 75.019 | 75.019 | 75.019 | 75.019 | 75.019 | 75.019 | 75.019 | 75.019
3023 | Swallow Tail BESS |  | STBESS ProjectCo Pty Ltd as trustee for the STBESS Project Trust | ampyrenergy_nr | NSW1 | 300 | 302301 | STBS_GU1 | Battery Storage | Lithium-ion |  |  | Scheduled | 1 | 300 | 300 | 300 | 300 | 400 | Publicly Announced | 2028-07-01 | 2065 |  | 2026-12-05 | 2026-05-25 17:10
1190 | Swanbank E GT |  | CleanCo Queensland Limited | CLEANCO | QLD1 | 385 | 119001 | Swanbank E GT | Gas Turbine | CCGT | Natural Gas | SWAN_E | Scheduled | 1 |  | 385 |  | 385 |  | In Service |  | 2036 |  | 2026-03-10 | 2026-03-27 10:45 | 380 | 366 | 360 | 380 | 366 | 360 | 379 | 365 | 359 | 379 | 365 | 359 | 378 | 364 | 358 | 377 | 363 | 357 | 376 | 362 | 356 | 375 | 361 | 355 | 374 | 360 | 354 | 372 | 359 | 353
2407 | Swanbank F Station | Q00065 | CleanCo QLD Limited | CLEANCO | QLD1 | 250 | 240701 | SBS_GU1 | Battery Storage | Lithium-ion |  | SWANBBF1 | Scheduled | 138 |  | 1.93 |  | 266.34 | 531.3 | In Service | 2026-04-03 | 2045 |  | 2026-03-10 | 2026-03-27 15:28 | 250 | 250 | 250 | 250 | 250 | 250 | 250 | 250 | 250 | 250 | 250 | 250 | 250 | 250 | 250 | 250 | 250 | 250 | 250 | 250 | 250 | 250 | 250 | 250 | 250 | 250 | 250 | 250 | 250 | 250 | 500 | 500 | 500 | 500 | 500 | 500 | 500 | 500 | 500 | 500 | 500 | 500 | 500 | 500 | 500 | 500 | 500 | 500 | 500 | 500
1298 | Tableland Mill |  | MSF Sugar | msfsugar_NR | QLD1 | 24 | 129801 | Tableland Mill:2 | Gas Turbine | Steam Turbine | Other |  | Non-scheduled | 1 |  | 24 |  | 24 |  | In Service |  | 2040 |  | 2026-03-10 | 2025-12-17 14:43
2479 | Tabulam Solar Farm and BESS | N00117 | Elgin Energy Pty Ltd | glas-service_nr | NSW1 | 100 | 247901 | TL_SF | Solar PV | Single Axis Tracking |  |  | Semi-scheduled | 1 |  | 100 |  | 100 |  | Publicly Announced | 2029-07-01 | 2070 |  | 2026-03-10 | 2026-04-01 17:04
2479 | Tabulam Solar Farm and BESS | N00117 | Elgin Energy Pty Ltd | glas-service_nr | NSW1 | 100 | 247902 | TL_BESS | Battery Storage | Lithium-ion |  |  | Scheduled | 1 |  | 100 |  | 100 | 200 | Publicly Announced | 2029-07-01 | 2070 |  | 2026-03-10 | 2026-04-01 17:04
1361 | Tahmoor |  | EDL TT Pty Ltd | EDLTT | NSW1 | 7 | 136101 | Tahmoor:1-7 | Other | Other | Landfill Gas | TAHMOOR1 | Non-scheduled | 7 |  | 1.07 |  | 7.49 |  | In Service |  | 2035 |  | 2026-03-10 | 2026-03-27 15:55
1397 | Tailem Bend - Solar |  | Vena Energy | TBSOL | SA1 | 95 | 139701 | Tailem Bend - Solar:1 | Solar PV | Fixed |  | TBSF1 | Semi-scheduled | 1 |  | 108 |  | 108 |  | In Service |  | 2049 |  | 2026-03-10 | 2025-12-22 15:27 | 95 | 95 | 95 | 95 | 95 | 95 | 95 | 95 | 95 | 95 | 95 | 95 | 95 | 95 | 95 | 95 | 95 | 95 | 95 | 95 | 95 | 95 | 95 | 95 | 95 | 95 | 95
1735 | Tailem Bend Battery Project | S00023 | Vena Energy | TBSOL | SA1 | 41.5 | 173501 | TBBP | Battery Storage | Lithium-ion |  | TB2B1 | Scheduled | 14 | 2.96 | 2.96 | 41.44 | 41.44 | 41.44 | In Service |  | 2048 |  | 2026-12-05 | 2026-06-02 16:15 | 41 | 41 | 40.45 | 41 | 41 | 40.45 | 41 | 41 | 40.45 | 41 | 41 | 40.45 | 41 | 41 | 40.45 | 41 | 41 | 40.45 | 41 | 41 | 40.45 | 41 | 41 | 40.45 | 41 | 41 | 40.45 | 41 | 41 | 40.45
1575 | Tailem Bend Stage 2 Solar Project |  | Vena Energy | TBSOL | SA1 | 87 | 157501 | Tailem Bend Stage 2 Solar Project | Solar PV | Single Axis Tracking |  | TB2SF1 | Semi-scheduled | 1 | 105 | 87 | 105 | 87 |  | In Service |  | 2053 |  | 2026-12-05 | 2026-06-04 15:10 | 87 | 87 | 87 | 87 | 87 | 87 | 87 | 87 | 87 | 87 | 87 | 87 | 87 | 87 | 87 | 87 | 87 | 87 | 87 | 87 | 87 | 87 | 87 | 87 | 87 | 87 | 87 | 87 | 87 | 87
2436 | Tailem Bend Stage 3 |  | TBSOL | TBSOL | SA1 | 204 | 243601 | TB3 | Battery Storage | Lithium-ion |  |  | Scheduled | 1 | 204 | 204 | 204 | 204 | 408 | Committed | 2027-04-30 | 2047 |  | 2026-12-05 | 2026-05-27 17:33 | 0 | 0 | 0 | 204 | 204 | 200 | 204 | 204 | 200 | 204 | 204 | 200 | 204 | 204 | 200 | 204 | 204 | 200 | 204 | 204 | 200 | 204 | 204 | 200 | 204 | 204 | 200 | 204 | 204 | 200 | 0 | 0 | 408 | 408 | 399 | 399 | 391 | 391 | 387 | 387 | 384 | 384 | 380 | 380 | 376 | 376 | 372 | 372 | 368 | 368
2912 | Talbingo BESS | N00217 | TagEnergy Australia Pty Ltd | tagenergy_nr | NSW1 | 400 | 291201 | TBBS_GU1 | Battery Storage | Lithium-ion |  |  | Scheduled | 125 | 4.5 | 3.6 | 562.5 | 450 | 1798.75 | Publicly Announced | 2029-12-28 | 2060 |  | 2026-03-10 | 2026-05-18 11:08
3160 | Tall Tree BESS |  | Acciona Energy | acciona_NR | VIC1 | 200 | 316001 | TTBS_GU1 | Battery Storage | Lithium-ion |  |  | Scheduled | 1 |  | 200 |  | 200 | 800 | Publicly Announced | 2031-12-15 | 2055 |  | 2026-03-10 | 2026-06-01 13:39
2365 | Tall Tree Wind Farm | V00020 | Acciona Energy Global Australia | acciona_NR | VIC1 | 400 | 236502 | TTWF_GU1 | Wind | Onshore |  |  | Semi-scheduled | 60 |  | 5.7 |  | 342 |  | Publicly Announced | 2029-12-31 | 2054 |  | 2026-03-10 | 2026-03-19 13:18
2800 | Tallawang Solar And BESS |  | Potentia Energy HoldCo Pty Ptd | enel_NR | NSW1 | 500 | 280001 | TWBS_GU1 | Battery Storage | Lithium-ion |  |  | Scheduled | 160 | 4.2 | 4.2 | 672 | 672 | 1000 | Publicly Announced | 2030-01-15 | 2055 |  | 2026-12-05 | 2026-05-25 15:42
2800 | Tallawang Solar And BESS |  | Potentia Energy HoldCo Pty Ptd | enel_NR | NSW1 | 500 | 280002 | TWSF_GU1 | Solar PV | Fixed |  |  | Semi-scheduled | 160 | 4.1 | 4.2 | 656 | 672 |  | Publicly Announced | 2030-01-15 | 2055 |  | 2026-12-05 | 2026-05-25 15:42
1192 | Tallawarra |  | EnergyAustralia Tallawarra Pty Ltd | EASTENGY | NSW1 | 440 | 119201 | Tallawarra A Unit 1 | Gas Turbine | CCGT | Natural Gas | TALWA1 | Scheduled | 1 |  | 420 |  | 420 |  | In Service |  | 2043 |  | 2026-03-10 | 2026-03-24 17:13 | 456 | 440 | 435 | 456 | 440 | 435 | 456 | 440 | 435 | 456 | 440 | 435 | 456 | 440 | 435 | 456 | 440 | 435 | 456 | 440 | 435 | 456 | 440 | 435 | 456 | 440 | 435 | 456 | 440 | 435
1193 | Tallawarra B |  | EnergyAustralia Tallawarra Pty Ltd | EASTENGY | NSW1 | 320 | 119301 | Tallawarra B Unit 1 | Gas Turbine | OCGT | Natural Gas | TALWB1 | Scheduled | 1 |  | 320 |  | 320 |  | In Service |  | 2053 |  | 2026-03-10 | 2026-03-24 17:15 | 318 | 312 | 303 | 318 | 312 | 303 | 318 | 312 | 303 | 318 | 312 | 303 | 318 | 312 | 303 | 318 | 312 | 303 | 318 | 312 | 303 | 318 | 312 | 303 | 318 | 312 | 303 | 318 | 312 | 303
1194 | Tamar Valley Combined Cycle |  | AETV Pty Ltd | HYDROTAS | TAS1 | 208 | 119401 | Tamar Valley Combined Cycle:1 | Gas Turbine | CCGT | Natural Gas | TVCC201 | Scheduled | 1 |  | 140 |  | 140 |  | In Service |  | 2050 |  | 2026-03-10 | 2026-03-25 17:25 | 0 | 0 | 0 | 0 | 0 | 0 | 0 | 0 | 0 | 0 | 0 | 0 | 0 | 0 | 0 | 0 | 0 | 0 | 0 | 0 | 0 | 0 | 0 | 0 | 0 | 0 | 0 | 0 | 0 | 0
1194 | Tamar Valley Combined Cycle |  | AETV Pty Ltd | HYDROTAS | TAS1 | 208 | 119402 | Tamar Valley Combined Cycle:2 | Gas Turbine | CCGT | Natural Gas | TVCC201 | Scheduled | 1 |  | 68 |  | 68 |  | In Service |  | 2050 |  | 2026-03-10 | 2026-03-25 17:25 | 0 | 0 | 0 | 0 | 0 | 0 | 0 | 0 | 0 | 0 | 0 | 0 | 0 | 0 | 0 | 0 | 0 | 0 | 0 | 0 | 0 | 0 | 0 | 0 | 0 | 0 | 0 | 0 | 0 | 0
1195 | Tamar Valley Peaking |  | AETV Pty Ltd | HYDROTAS | TAS1 | 58 | 119501 | Tamar Valley Peaking:1 | Gas Turbine | OCGT | Natural Gas | TVPP104 | Scheduled | 1 |  | 58 |  | 58 |  | In Service |  | 2050 |  | 2026-12-05 | 2026-05-21 12:00 | 58 | 58 | 58 | 58 | 58 | 58 | 58 | 58 | 58 | 58 | 58 | 58 | 58 | 58 | 58 | 58 | 58 | 58 | 58 | 58 | 58 | 58 | 58 | 58 | 58 | 58 | 58 | 58 | 58 | 58
2517 | Tamworth BESS Project 1 Pty Ltd | N00058 | Tamworth BESS Project 1 Pty Ltd | valent-energy_nr | NSW1 | 100 | 251701 | Tamworth | Battery Storage | Lithium-ion |  |  | Scheduled | 1 | 1 | 100 | 1 | 100 | 100 | Anticipated | 2028-12-31 | 2049 |  | 2026-12-05 | 2026-06-18 13:54 | 0 | 0 | 0 | 0 | 0 | 0 | 0 | 100 | 100 | 100 | 100 | 100 | 100 | 100 | 100 | 100 | 100 | 100 | 100 | 100 | 100 | 100 | 100 | 100 | 100 | 100 | 100 | 100 | 100 | 100 | 0 | 0 | 0 | 0 | 0 | 200 | 200 | 200 | 200 | 200 | 200 | 200 | 200 | 200 | 200 | 200 | 200 | 200 | 200 | 200
3036 | Tamworth BESS Project 2 Pty Ltd |  | valent-energy_nr | valent-energy_nr | NSW1 | 100 | 303601 | TBESS 2 | Battery Storage | Lithium-ion |  |  | Scheduled | 1 | 1 | 100 | 1 | 100 | 200 | Anticipated | 2028-12-31 | 2047 |  | 2026-12-05 | 2026-06-18 13:55 | 0 | 0 | 0 | 0 | 100 | 0 | 0 | 100 | 100 | 100 | 100 | 100 | 100 | 100 | 100 | 100 | 100 | 100 | 100 | 100 | 100 | 100 | 100 | 100 | 100 | 100 | 100 | 100 | 100 | 100 | 0 | 0 | 0 | 0 | 0 | 200 | 200 | 200 | 200 | 200 | 200 | 200 | 200 | 200 | 200 | 200 | 200 | 200 | 200 | 200
2866 | Tamworth Energy Reserve - KCI | N00186 | The Trustee for Equis Energy (Ausralia) Ngumi 4 Asset Trust |  | NSW1 | 300 | 286601 | TWBS_GU1 | Battery Storage | Lithium-ion |  |  | Scheduled | 135 |  | 2.22 |  | 299.7 |  | Publicly Announced |  |  |  | 2026-03-10 | 2024-10-13 18:38
2303 | Tangkam BESS - KCI | Q00054 | Atria Energy Ltd |  | QLD1 | 100 | 230301 | TBS_GU1 | Battery Storage | Lithium-ion |  |  | Scheduled | 1 |  | 100 |  | 100 |  | Publicly Announced |  |  |  | 2026-03-10 | 2023-01-19 18:11
2779 | Tara Wind Farm - KCI | Q00173 | Tara Wind Farm Pty Ltd |  | QLD1 | 1800 | 277901 | tarawf | Wind | Onshore |  |  | Semi-scheduled | 1 |  | 1800 |  | 1800 |  | Publicly Announced |  |  |  | 2026-03-10 | 2024-07-03 13:53
1196 | Taralga Wind Farm |  | Energy Pacific Vic Pty Ltd | TARALGA | NSW1 | 106.8 | 119601 | Taralga Wind Farm:1 - 21 | Wind | Onshore |  | TARALGA1 | Semi-scheduled | 21 |  | 2 |  | 42 |  | In Service |  | 2042 |  | 2026-03-10 | 2026-05-21 13:33 | 42 | 42 | 42 | 42 | 42 | 42 | 42 | 42 | 42 | 42 | 42 | 42 | 42 | 42 | 42 | 42 | 42 | 42 | 42 | 42 | 42 | 42 | 42 | 42 | 42 | 42 | 42 | 42 | 42 | 42
1196 | Taralga Wind Farm |  | Energy Pacific Vic Pty Ltd | TARALGA | NSW1 | 106.8 | 119602 | Taralga Wind Farm:22 - 42 | Wind | Onshore |  | TARALGA1 | Semi-scheduled | 21 |  | 1.8 |  | 37.8 |  | In Service |  | 2042 |  | 2026-03-10 | 2026-05-21 13:33 | 37.8 | 37.8 | 37.8 | 37.8 | 37.8 | 37.8 | 37.8 | 37.8 | 37.8 | 37.8 | 37.8 | 37.8 | 37.8 | 37.8 | 37.8 | 37.8 | 37.8 | 37.8 | 37.8 | 37.8 | 37.8 | 37.8 | 37.8 | 37.8 | 37.8 | 37.8 | 37.8 | 37.8 | 37.8 | 37.8
1196 | Taralga Wind Farm |  | Energy Pacific Vic Pty Ltd | TARALGA | NSW1 | 106.8 | 119603 | Taralga Wind Farm:43 - 51 | Wind | Onshore |  | TARALGA1 | Semi-scheduled | 9 |  | 3 |  | 27 |  | In Service |  | 2042 |  | 2026-03-10 | 2026-05-21 13:33 | 27 | 27 | 27 | 27 | 27 | 27 | 27 | 27 | 27 | 27 | 27 | 27 | 27 | 27 | 27 | 27 | 27 | 27 | 27 | 27 | 27 | 27 | 27 | 27 | 27 | 27 | 27 | 27 | 27 | 27
1197 | Tarong |  | Stanwell Corporation Limited | STANWELL | QLD1 | 1400 | 119701 | Tarong:1 | Coal | Black Coal |  | TARONG#1 | Scheduled | 1 |  | 350 |  | 350 |  | In Service |  | 2036 |  | 2026-03-10 | 2025-12-22 10:47 | 350 | 350 | 350 | 350 | 350 | 350 | 350 | 350 | 350 | 350 | 350 | 350 | 350 | 350 | 350 | 350 | 350 | 350 | 350 | 350 | 350 | 350 | 350 | 350 | 350 | 350 | 350
1197 | Tarong |  | Stanwell Corporation Limited | STANWELL | QLD1 | 1400 | 119702 | Tarong:2 | Coal | Black Coal |  | TARONG#2 | Scheduled | 1 |  | 350 |  | 350 |  | In Service |  | 2036 |  | 2026-03-10 | 2025-12-22 10:47 | 350 | 350 | 350 | 350 | 350 | 350 | 350 | 350 | 350 | 350 | 350 | 350 | 350 | 350 | 350 | 350 | 350 | 350 | 350 | 350 | 350 | 350 | 350 | 350 | 350 | 350 | 350
1197 | Tarong |  | Stanwell Corporation Limited | STANWELL | QLD1 | 1400 | 119703 | Tarong:3 | Coal | Black Coal |  | TARONG#3 | Scheduled | 1 |  | 350 |  | 350 |  | In Service |  | 2037 |  | 2026-03-10 | 2025-12-22 10:47 | 350 | 350 | 350 | 350 | 350 | 350 | 350 | 350 | 350 | 350 | 350 | 350 | 350 | 350 | 350 | 350 | 350 | 350 | 350 | 350 | 350 | 350 | 350 | 350 | 350 | 350 | 350
1197 | Tarong |  | Stanwell Corporation Limited | STANWELL | QLD1 | 1400 | 119704 | Tarong:4 | Coal | Black Coal |  | TARONG#4 | Scheduled | 1 |  | 350 |  | 350 |  | In Service |  | 2037 |  | 2026-03-10 | 2025-12-22 10:47 | 350 | 350 | 350 | 350 | 350 | 350 | 350 | 350 | 350 | 350 | 350 | 350 | 350 | 350 | 350 | 350 | 350 | 350 | 350 | 350 | 350 | 350 | 350 | 350 | 350 | 350 | 350
2434 | Tarong BESS | Q00081 | Stanwell Corporation Limited | STANWELL | QLD1 | 300 | 243402 | TARBESS1 | Battery Storage | Lithium-ion |  | TARBESS1 | Scheduled | 1 | 300 | 300 | 300 | 300 | 600 | In Service |  | 2045 |  | 2026-03-10 | 2026-04-07 08:27 | 300 | 300 | 300 | 300 | 300 | 300 | 300 | 300 | 300 | 300 | 300 | 300 | 300 | 300 | 300 | 300 | 300 | 300 | 300 | 300 | 300 | 300 | 300 | 300 | 300 | 300 | 300 | 300 | 300 | 300
1199 | Tarong North |  | Stanwell Corporation Limited | STANWELL | QLD1 | 443 | 119901 | Tarong North:1 | Coal | Black Coal |  | TNPS1 | Scheduled | 1 |  | 450 |  | 450 |  | In Service |  | 2037 |  | 2026-03-10 | 2025-12-22 10:27 | 443 | 443 | 443 | 443 | 443 | 443 | 443 | 443 | 443 | 443 | 443 | 443 | 443 | 443 | 443 | 443 | 443 | 443 | 443 | 443 | 443 | 443 | 443 | 443 | 443 | 443 | 443
2252 | Tarong West Wind Farm (Ironleaf) | Q00080 | Tarong West Project Co Pty Ltd as trustee for the Tarong West Project Trust | res-group_NR | QLD1 | 436.5 | 225201 | IRONLFWF | Wind | Onshore |  |  | Semi-scheduled | 97 | 4.5 | 4.5 | 436.5 | 436.5 |  | Anticipated | 2030-09-01 | 2060 |  | 2026-12-05 | 2026-05-25 17:40 | 0 | 0 | 0 | 0 | 0 | 0 | 0 | 0 | 0 | 0 | 0 | 0 | 436.5 | 436.5 | 436.5 | 436.5 | 436.5 | 436.5 | 436.5 | 436.5 | 436.5 | 436.5 | 436.5 | 436.5 | 436.5 | 436.5 | 436.5 | 436.5 | 436.5 | 436.5
1200 | Tarraleah |  | Hydro-Electric Corporation | HYDROTAS | TAS1 | 94 | 120001 | Tarraleah:1 | Hydro | Dam |  | TARRALEA | Scheduled | 1 |  | 15 |  | 15 |  | In Service |  | 2100 |  | 2026-03-10 | 2026-03-23 11:25 | 14 | 14 | 14 | 14 | 12.5 | 12.5 | 12.5 | 12.5 | 12.5 | 12.5 | 12.5 | 12.5 | 14 | 12.5 | 12.5 | 12.5 | 12.5 | 12.5 | 12.5 | 12.5 | 12.5 | 12.5 | 12.5 | 12.5 | 12.5 | 12.5 | 12.5 | 12.5 | 12.5 | 12.5
1200 | Tarraleah |  | Hydro-Electric Corporation | HYDROTAS | TAS1 | 94 | 120002 | Tarraleah:2 | Hydro | Dam |  | TARRALEA | Scheduled | 1 |  | 15 |  | 15 |  | In Service |  | 2100 |  | 2026-03-10 | 2026-03-23 11:25 | 14 | 14 | 14 | 0 | 12.5 | 12.5 | 12.5 | 12.5 | 12.5 | 12.5 | 12.5 | 12.5 | 0 | 12.5 | 12.5 | 12.5 | 12.5 | 12.5 | 12.5 | 12.5 | 12.5 | 12.5 | 12.5 | 12.5 | 12.5 | 12.5 | 12.5 | 12.5 | 12.5 | 12.5
1200 | Tarraleah |  | Hydro-Electric Corporation | HYDROTAS | TAS1 | 94 | 120003 | Tarraleah:3 | Hydro | Dam |  | TARRALEA | Scheduled | 1 |  | 15 |  | 15 |  | In Service |  | 2100 |  | 2026-03-10 | 2026-03-23 11:25 | 14 | 14 | 14 | 14 | 12.5 | 12.5 | 12.5 | 12.5 | 12.5 | 12.5 | 12.5 | 12.5 | 14 | 12.5 | 12.5 | 12.5 | 12.5 | 12.5 | 12.5 | 12.5 | 12.5 | 12.5 | 12.5 | 12.5 | 12.5 | 12.5 | 12.5 | 12.5 | 12.5 | 12.5
1200 | Tarraleah |  | Hydro-Electric Corporation | HYDROTAS | TAS1 | 94 | 120004 | Tarraleah:4 | Hydro | Dam |  | TARRALEA | Scheduled | 1 |  | 15 |  | 15 |  | In Service |  | 2100 |  | 2026-03-10 | 2026-03-23 11:25 | 0 | 14 | 14 | 12.5 | 12.5 | 12.5 | 12.5 | 12.5 | 12.5 | 12.5 | 12.5 | 12.5 | 14 | 12.5 | 12.5 | 12.5 | 12.5 | 12.5 | 12.5 | 12.5 | 12.5 | 12.5 | 12.5 | 12.5 | 12.5 | 12.5 | 12.5 | 12.5 | 12.5 | 12.5
1200 | Tarraleah |  | Hydro-Electric Corporation | HYDROTAS | TAS1 | 94 | 120005 | Tarraleah:5 | Hydro | Dam |  | TARRALEA | Scheduled | 1 |  | 15 |  | 15 |  | In Service |  | 2100 |  | 2026-03-10 | 2026-03-23 11:25 | 14 | 0 | 0 | 14 | 12.5 | 12.5 | 12.5 | 12.5 | 12.5 | 12.5 | 12.5 | 12.5 | 14 | 12.5 | 12.5 | 12.5 | 12.5 | 12.5 | 12.5 | 12.5 | 12.5 | 12.5 | 12.5 | 12.5 | 12.5 | 12.5 | 12.5 | 12.5 | 12.5 | 12.5
1200 | Tarraleah |  | Hydro-Electric Corporation | HYDROTAS | TAS1 | 94 | 120006 | Tarraleah:6 | Hydro | Dam |  | TARRALEA | Scheduled | 1 |  | 15 |  | 15 |  | In Service |  | 2100 |  | 2026-03-10 | 2026-03-23 11:25 | 14 | 14 | 14 | 14 | 12.5 | 12.5 | 12.5 | 12.5 | 12.5 | 12.5 | 12.5 | 12.5 | 14 | 12.5 | 12.5 | 12.5 | 12.5 | 12.5 | 12.5 | 12.5 | 12.5 | 12.5 | 12.5 | 12.5 | 12.5 | 12.5 | 12.5 | 12.5 | 12.5 | 12.5
2014 | Tarraleah Redevelopment | T00018 | HYDROTAS | HYDROTAS | TAS1 | 190 | 201401 | 1 | Hydro | Dam |  |  | Scheduled | 1 |  | 100 |  | 100 |  | Publicly Announced |  |  |  | 2026-03-10 | 2026-03-24 17:50
2014 | Tarraleah Redevelopment | T00018 | HYDROTAS | HYDROTAS | TAS1 | 190 | 201402 | 2 | Hydro | Dam |  |  | Scheduled | 1 |  | 100 |  | 100 |  | Publicly Announced |  |  |  | 2026-03-10 | 2026-03-24 17:50
2394 | Tarrone BESS - Storage - KCI | V00088 | Global Power Generation Australia Pty Ltd | globalpower-generation_NR | VIC1 | 200 | 239401 | TBS_GU1 | Battery Storage | Lithium-ion |  |  | Scheduled | 1 | 240 | 200 | 240 | 200 | 400 | Publicly Announced | 2028-07-01 | 2048 |  | 2026-12-05 | 2026-03-18 13:23
1201 | Tarrone GT |  | AGL Energy Limited | SOUTHHYD | VIC1 | 1000 | 120101 | Tarrone GT:1-2 | Gas Turbine | OCGT | Natural Gas |  | Scheduled | 1 |  | 600 |  | 600 |  | Publicly Announced |  |  |  | 2026-03-10 | 2026-03-24 09:52
1295 | Tatiara Meats |  | Vibe Energy Pty Ltd | enel_NR | SA1 | 0.5 | 129501 | Tatiara Meats:1 | Gas Turbine | Other | Diesel/ Fuel Oil | TATIARA1 | Non-scheduled | 1 |  | 0.5 |  | 0.5 |  | In Service |  |  |  | 2025-12-01 | 2025-02-12 23:21
1313 | Tatura Biomass Generator |  | Diamond Energy Pty Ltd | DIAMOND | VIC1 | 1.06 | 131301 | Tatura Biomass Generator | Gas Turbine | Other | Biofuel/Biomass | TATURA01 | Non-scheduled | 1 |  | 1.1 |  | 1.1 |  | In Service |  | 2038 |  | 2026-03-10 | 2026-04-02 09:19
2920 | Tchelery BESS |  | Neoen Australia Pty Ltd | neoen_NR | NSW1 | 300 | 292001 | TCHELER_ | Battery Storage | Lithium-ion |  |  | Scheduled | 1 |  | 300 |  | 300 | 1200 | Publicly Announced |  |  |  | 2026-03-10 | 2025-06-22 18:18
2719 | Tchelery Wind Farm and BESS | N00159 | Neoen Australia Pty Ltd | neoen_NR | NSW1 | 400 | 271901 | TLSF | Wind | Onshore |  |  | Semi-scheduled | 56 | 7.2 | 7.2 | 403.2 | 403.2 |  | Publicly Announced | 2030-06-30 | 2065 |  | 2026-03-10 | 2025-12-23 12:27
2719 | Tchelery Wind Farm and BESS | N00159 | Neoen Australia Pty Ltd | neoen_NR | NSW1 | 400 | 271902 | TLBESS | Battery Storage | Lithium-ion |  |  | Scheduled | 1 | 200 | 200 | 200 | 200 | 800 | Publicly Announced | 2029-07-31 | 2055 |  | 2026-03-10 | 2025-12-23 12:27
2731 | Teebar Creek Battery Storage - KCI | Q00156 | ATMOS DEVELOPMENTS PTY LTD | atmos_nr | QLD1 | 400 | 273101 | TCBS_GU1 | Battery Storage | Lithium-ion |  |  | Scheduled | 136 | 2.94 | 2.94 | 399.84 | 399.84 | 1599.36 | Anticipated | 2028-08-31 | 2053 |  | 2026-12-05 | 2026-06-11 16:57 | 0 | 0 | 0 | 0 | 0 | 0 | 200 | 400 | 400 | 400 | 400 | 400 | 400 | 400 | 400 | 400 | 400 | 400 | 400 | 400 | 400 | 400 | 400 | 400 | 400 | 400 | 400 | 400 | 400 | 400 | 0 | 0 | 0 | 0 | 800 | 1600 | 1600 | 1600 | 1600 | 1600 | 1600 | 1600 | 1600 | 1600 | 1600 | 1600 | 1600 | 1600 | 1600 | 1600
3081 | Temora BESS |  | North Harbour Clean Energy P/L | northharbour_nr | NSW1 | 80 | 308101 | TMBS_GU1 | Battery Storage | Lithium-ion |  |  | Scheduled | 1 |  | 80 |  | 80 | 320 | Publicly Announced |  |  |  | 2026-03-10 | 2026-03-20 20:22
2313 | Templers B BESS | S00056 | BORAL | BORAL | SA1 | 200 | 231301 | TBBS_Gu1 | Battery Storage | Lithium-ion |  |  | Scheduled | 1 | 200 | 200 | 200 | 200 | 400 | Publicly Announced | 2028-03-31 | 2058 |  | 2026-12-05 | 2026-05-22 15:19
1911 | Templers BESS | S00017 | ZEBRE Pty Ltd | zenenergy_NR | SA1 | 111 | 191101 | Templers | Battery Storage | Lithium-ion |  | TEMPB1 | Scheduled | 1 | 165 | 111 | 165 | 111 | 291 | In Service | 2025-12-05 | 2050 |  | 2026-03-10 | 2026-03-16 11:06 | 111 | 111 | 111 | 111 | 111 | 111 | 111 | 111 | 111 | 111 | 111 | 111 | 111 | 111 | 111 | 111 | 111 | 111 | 111 | 111 | 111 | 111 | 111 | 111 | 111 | 111 | 111 | 111 | 111 | 111 | 291 | 275 | 275 | 267 | 267 | 259 | 259 | 253 | 253 | 248 | 248 | 243 | 243 | 238 | 238 | 234 | 234 | 228 | 228 | 224
2168 | Terang BESS |  | Terrang BESS Asset Co Pty Ltd (ACN 651 342 120) in its capacity as The Trustee for Terrang BESS Asset Trust (ABN 37408848819) | frv_NR | VIC1 | 100 | 216801 | TBS_GU1 | Battery Storage | Lithium-ion |  | TRGBESS1 | Scheduled | 38 | 3.8 | 3.8 | 144.4 | 144.4 | 199.88 | In Commissioning | 2026-06-30 | 2056 |  | 2026-03-10 | 2026-05-08 16:21 | 100 | 100 | 100 | 100 | 100 | 100 | 100 | 100 | 100 | 100 | 100 | 100 | 100 | 100 | 100 | 100 | 100 | 100 | 100 | 100 | 100 | 100 | 100 | 100 | 100 | 100 | 100 | 100 | 100 | 100 | 200 | 200 | 200 | 200 | 200 | 200 | 200 | 200 | 200 | 200 | 200 | 200 | 200 | 200 | 200 | 200 | 200 | 200 | 200 | 200
2215 | Territory Battery | N00086 | Neoen Australia Pty Ltd | neoen_NR | NSW1 | 200 | 221501 | TBESS_G1 | Battery Storage | Lithium-ion |  |  | Scheduled | 1 | 200 | 200 | 200 | 200 | 800 | Publicly Announced |  | 2055 |  | 2026-03-10 | 2025-12-23 11:37
3047 | Texas BESS | N00234 | FRV | frv_NR | NSW1 | 400 | 304701 | THBS_GU1 | Battery Storage | Lithium-ion |  |  | Scheduled | 125 |  | 4.2 |  | 525 | 2100 | Publicly Announced | 2031-03-31 | 2060 |  | 2026-03-10 | 2025-12-23 14:33
3047 | Texas BESS | N00234 | FRV | frv_NR | NSW1 | 400 | 304702 | Texas Hybrid - Solar | Solar PV | Single Axis Tracking |  |  | Semi-scheduled | 42 |  | 42 |  | 1764 |  | Publicly Announced | 2031-03-31 | 2060 |  | 2026-03-10 | 2025-12-23 14:33
3046 | Texas Solar Farm | N00234 | FRV | frv_NR | NSW1 | 150 | 304601 | THSF_GU1 | Solar PV | Fixed |  |  | Semi-scheduled | 1 |  | 150 |  | 150 |  | Publicly Announced |  |  |  | 2026-03-10 | 2025-12-23 14:31
3006 | The Block BESS | Q00201 | Samsung C&amp;amp;amp;amp;amp;T Renewable Energy Australia Pty Ltd | samsung_NR | QLD1 | 200 | 300601 | TBBS_GU1 | Battery Storage | Lithium-ion |  |  | Scheduled | 192 | 1.21 | 1.21 | 232.32 | 232.32 | 885.12 | Publicly Announced | 2028-12-13 | 2048 |  | 2026-03-10 | 2026-05-19 13:43
2732 | The Central BESS - KCI | Q00157 | ACEnergy Pty Ltd | acenergy_NR | QLD1 | 500 | 273201 | TCBS_GU1 | Battery Storage | Lithium-ion |  |  | Scheduled | 180 | 3.62 | 3.62 | 651.6 | 651.6 | 2606.4 | Publicly Announced | 2029-06-01 | 2049 |  | 2026-12-05 | 2026-06-03 15:58
1205 | The Drop |  | Pacific Hydro Investments Pty Ltd | pacificblue_nr | NSW1 | 2.5 | 120501 | The Drop:station | Hydro | Run of River |  | THEDROP1 | Non-scheduled | 1 |  | 2.5 |  | 2.5 |  | In Service |  | 2053 |  | 2026-03-10 | 2026-05-19 13:24
3015 | The Plains |  | Engie | engie_NR | NSW1 | 2030 | 301503 | TPWind | Wind | Onshore |  |  | Semi-scheduled | 180 | 6.8 | 6.8 | 1224 | 1224 |  | Publicly Announced |  | 2065 |  | 2026-03-10 | 2026-03-16 08:50
2054 | The Solar River Project - Stage 1 |  | The Solar River Project Pty Ltd |  | SA1 | 200 | 205401 | The Sola | Solar PV | Fixed |  |  | Semi-scheduled | 1 |  | 200 |  | 200 |  | Publicly Announced |  |  |  | 2026-03-10 | 2022-09-21 01:33
2055 | The Solar River Project - Stage 2 |  | The Solar River Project Pty Ltd |  | SA1 | 200 | 205501 | The Sola | Solar PV | Fixed |  |  | Semi-scheduled | 1 |  | 200 |  | 200 |  | Publicly Announced |  |  |  | 2026-03-10 | 2022-09-21 01:39
3024 | Theodore BESS | Q00202 | RWE | rwe_NR | QLD1 | 240 | 302401 | TDBS_GU1 | Battery Storage | Lithium-ion |  |  | Scheduled | 236 |  | 1.5 |  | 354 | 1416 | Publicly Announced | 2028-12-29 | 2049 |  | 2026-12-05 | 2026-05-18 20:50
1704 | Theodore Solar Farm |  | Theodore SF Pty Ltd as trustee for Theodore SF Trust | octopusinvestments_NR | QLD1 | 70 | 170402 | Theodore Solar Farm:1 | Solar PV | Single Axis Tracking |  |  | Semi-scheduled | 28 | 3 | 2.5 | 84 | 70 |  | Publicly Announced | 2029-12-18 | 2059 |  | 2026-12-05 | 2026-05-22 10:58
2603 | Theodore Wind Farm | Q00128 | RWE Renewables Australia | rwe_NR | QLD1 | 1054 | 260301 | THWF_POC1 | Wind | Onshore |  |  | Semi-scheduled | 66 | 6.2 | 6.2 | 409.2 | 409.2 |  | Publicly Announced | 2028-12-31 | 2064 |  | 2026-12-05 | 2026-05-18 21:15
2603 | Theodore Wind Farm | Q00128 | RWE Renewables Australia | rwe_NR | QLD1 | 1054 | 260302 | THWF_POC2 | Wind | Onshore |  |  | Semi-scheduled | 104 |  | 6.2 |  | 644.8 |  | Publicly Announced | 2028-12-29 | 2064 |  | 2026-12-05 | 2026-05-18 21:15
2350 | Thomastown BESS | V00078 | Ausnet Transmission Group Pty Ltd | mondo_NR | VIC1 | 300 | 235001 | TBS_GU1 | Battery Storage | Lithium-ion |  |  | Scheduled | 1 | 300 | 300 | 300 | 300 | 600 | Publicly Announced | 2028-03-31 | 2058 |  | 2026-12-05 | 2026-05-27 15:02
3010 | Three Rivers BESS | Q00115 | Iberdrola Australia Development Pty Ltd. | iberdrola_NR | QLD1 | 1200 | 301001 | TRBS_GU1 | Battery Storage | Lithium-ion |  |  | Scheduled | 1 |  | 500 |  | 500 | 1000 | Publicly Announced |  |  |  | 2026-03-10 | 2025-12-22 16:01
3009 | Three Rivers Solar Farm | Q00115 | Iberdrola Australia Development Pty Ltd. | iberdrola_NR | QLD1 | 1200 | 300901 | TRSF_GU1 | Solar PV | Fixed |  |  | Semi-scheduled | 1 |  | 700 |  | 700 |  | Publicly Announced |  |  |  | 2026-03-10 | 2025-12-22 16:01
2201 | Thunderbolt Wind Farm | N00066 | Neoen Australia Pty Ltd | neoen_NR | NSW1 | 210 | 220101 | TBWF | Wind | Onshore |  |  | Semi-scheduled | 28 | 7.5 | 7.5 | 210 | 210 |  | Publicly Announced | 2031-06-30 | 2065 |  | 2026-12-05 | 2026-05-27 16:31
1321 | Ti Tree Bioenergy |  | Ti Tree Bioenergy | veolia_NR | QLD1 | 4.5 | 132101 | GEA 4 | Gas Turbine | Other | Landfill Gas |  | Non-scheduled | 1 |  | 1.2 |  | 1.2 |  | In Service |  | 2072 |  | 2026-03-10 | 2026-03-11 08:58
1321 | Ti Tree Bioenergy |  | Ti Tree Bioenergy | veolia_NR | QLD1 | 4.5 | 132102 | Ti Tree Bioenergy:1-3 | Gas Turbine | Other | Landfill Gas | TITREE | Non-scheduled | 3 |  | 1.1 |  | 3.3 |  | In Service |  | 2072 |  | 2026-03-10 | 2026-03-11 08:58
2675 | Ticoba BESS | Q00142 | European Energy Australia P/L | europeanenergy_nr | QLD1 | 400 | 267501 | TRBS_GU1 | Battery Storage | Lithium-ion |  |  | Scheduled | 1 |  | 400 |  | 400 | 400 | Publicly Announced |  |  |  | 2026-03-10 | 2026-03-23 09:54
2674 | Ticoba Solar Farm | Q00142 | European Energy Australia P/L | europeanenergy_nr | QLD1 | 400 | 267401 | TESF_GU1 | Solar PV | Fixed |  |  | Semi-scheduled | 1 |  | 400 |  | 400 |  | Publicly Announced |  |  |  | 2026-03-10 | 2026-03-23 09:55
1539 | Tieri BESS | Q00129 | FRV Service Australia Pty Ltd | frv_NR | QLD1 | 100 | 153905 | TieriBES | Battery Storage | Lithium-ion |  |  | Scheduled | 36 | 3.8 | 3.8 | 136.8 | 136.8 | 547.2 | Publicly Announced | 2029-12-31 | 2059 |  | 2026-03-10 | 2025-12-23 13:59
1683 | Tilbuster Solar Farm | N00015 | EP Sunspot 5 | ingka_nr | NSW1 | 200 | 168301 | Tilbust | Solar PV | Fixed |  |  | Semi-scheduled | 152 | 1.8 | 1.64 | 273.6 | 249.28 |  | Anticipated | 2028-12-31 | 2058 |  | 2026-12-05 | 2026-05-24 21:48 | 0 | 0 | 0 | 0 | 0 | 0 | 0 | 200.64 | 200.64 | 200.64 | 200.64 | 200.64 | 200.64 | 200.64 | 200.64 | 200.64 | 200.64 | 200.64 | 200.64 | 200.64 | 200.64 | 200.64 | 200.64 | 200.64 | 200.64 | 200.64 | 200.64 | 200.64 | 200.64 | 200.64
1494 | Timboon West Wind Farm |  | Timboon West Wind Farm Pty Ltd | epic_NR | VIC1 | 7.2 | 149401 | Timboon West Wind Farm:2 | Wind | Onshore |  | TIMWEST | Non-scheduled | 2 |  | 3.6 |  | 7.2 |  | In Service |  | 2048 |  | 2026-03-10 | 2026-03-19 16:13
3005 | Tirranna BESS - KCI |  | StorEnergy 2 Pty Ltd | storenergy_nr | NSW1 | 400 | 300501 | Tirranna | Battery Storage | Lithium-ion |  |  | Scheduled | 1 |  | 400 |  | 400 | 400 | Publicly Announced | 2029-10-31 | 2055 |  | 2026-03-10 | 2026-03-31 14:50
2463 | Tomago BESS | N00109 | AGL | MACQGEN | NSW1 | 500 | 246301 | TOMAGO BESS | Battery Storage | Lithium-ion |  |  | Scheduled | 172 | 2.91 | 2.91 | 500.52 | 500.52 | 2000.36 | Anticipated | 2027-10-31 | 2047 |  | 2026-12-05 | 2026-05-21 11:43 | 0 | 0 | 0 | 0 | 500 | 500 | 500 | 500 | 500 | 500 | 500 | 500 | 500 | 500 | 500 | 500 | 500 | 500 | 500 | 500 | 500 | 500 | 500 | 500 | 500 | 500 | 500 | 500 | 500 | 500 | 0 | 0 | 0 | 2000 | 2000 | 2000 | 2000 | 2000 | 2000 | 2000 | 2000 | 2000 | 2000 | 2000 | 2000 | 2000 | 2000 | 2000 | 2000 | 2000
1208 | Toora |  | Ratch Australia | TOORAWF | VIC1 | 21 | 120801 | Toora:1-12 | Wind | Onshore |  | TOORAWF | Non-scheduled | 12 |  | 1.75 |  | 21 |  | In Service |  | 2032 |  | 2026-03-10 | 2026-05-19 13:47
1210 | Torrens Island B |  | AGL SA Generation Pty Limited | TIPSCO | SA1 | 800 | 121001 | Torrens Island B:1 | Gas Turbine | Steam Turbine | Natural Gas | TORRB1 | Scheduled | 1 |  | 200 |  | 200 |  | Announced Withdrawal |  | 2026 | 2026-06-30 | 2026-03-10 | 2026-03-26 09:40 | 0 | 0 | 0 | 0 | 0 | 0 | 0 | 0 | 0 | 0 | 0 | 0 | 0 | 0 | 0 | 0 | 0 | 0 | 0 | 0 | 0 | 0 | 0 | 0 | 0 | 0 | 0 | 0 | 0 | 0
1210 | Torrens Island B |  | AGL SA Generation Pty Limited | TIPSCO | SA1 | 800 | 121002 | Torrens Island B:2 | Gas Turbine | Steam Turbine | Natural Gas | TORRB2 | Scheduled | 1 |  | 200 |  | 200 |  | Announced Withdrawal |  | 2028 | 2028-06-30 | 2026-03-10 | 2026-03-26 09:40 | 200 | 200 | 195 | 200 | 200 | 195 | 0 | 0 | 0 | 0 | 0 | 0 | 0 | 0 | 0 | 0 | 0 | 0 | 0 | 0 | 0 | 0 | 0 | 0 | 0 | 0 | 0 | 0 | 0 | 0
1210 | Torrens Island B |  | AGL SA Generation Pty Limited | TIPSCO | SA1 | 800 | 121003 | Torrens Island B:3 | Gas Turbine | Steam Turbine | Natural Gas | TORRB3 | Scheduled | 1 |  | 200 |  | 200 |  | Announced Withdrawal |  | 2028 | 2028-06-30 | 2026-03-10 | 2026-03-26 09:40 | 200 | 200 | 195 | 200 | 200 | 195 | 0 | 0 | 0 | 0 | 0 | 0 | 0 | 0 | 0 | 0 | 0 | 0 | 0 | 0 | 0 | 0 | 0 | 0 | 0 | 0 | 0 | 0 | 0 | 0
1210 | Torrens Island B |  | AGL SA Generation Pty Limited | TIPSCO | SA1 | 800 | 121004 | Torrens Island B:4 | Gas Turbine | Steam Turbine | Natural Gas | TORRB4 | Scheduled | 1 |  | 200 |  | 200 |  | Announced Withdrawal |  | 2028 | 2028-06-30 | 2026-03-10 | 2026-03-26 09:40 | 200 | 200 | 195 | 200 | 200 | 195 | 0 | 0 | 0 | 0 | 0 | 0 | 0 | 0 | 0 | 0 | 0 | 0 | 0 | 0 | 0 | 0 | 0 | 0 | 0 | 0 | 0 | 0 | 0 | 0
1866 | Torrens Island BESS |  | TIPSCO | TIPSCO | SA1 | 250 | 186601 | TIPSBESS | Battery Storage | Lithium-ion |  | TIB1 | Scheduled | 109 | 2.3 | 2.3 | 250.7 | 250.7 | 249.61 | In Service |  | 2043 |  | 2026-03-10 | 2026-03-24 09:44 | 250.7 | 250.7 | 250.7 | 250.7 | 250.7 | 250.7 | 250.7 | 250.7 | 250.7 | 250.7 | 250.7 | 250.7 | 250.7 | 250.7 | 250.7 | 250.7 | 250.7 | 250.7 | 250.7 | 250.7 | 250.7 | 250.7 | 250.7 | 250.7 | 250.7 | 250.7 | 250.7 | 250.7 | 250.7 | 250.7 | 250 | 250 | 250 | 250 | 250 | 250 | 250 | 250 | 250 | 250 | 250 | 250 | 250 | 250 | 250 | 250 | 250 | 250 | 250 | 250
1211 | Tower |  | EDL CSM NSW Pty Ltd | EDLGRPOP | NSW1 | 41 | 121101 | Tower:1-40 | Other | Other | Landfill Gas | TOWER | Non-scheduled | 40 |  | 1.03 |  | 41.2 |  | In Service |  | 2036 |  | 2026-03-10 | 2026-03-27 16:12
1724 | Townsville Power Station - QPM |  | RATCH-Australia | QPMENGY | QLD1 | 258 | 172401 | Yabulu | Gas Turbine | OCGT | Natural Gas | YABULU | Scheduled | 1 |  | 160 |  | 160 |  | In Service |  | 2046 |  | 2026-03-10 | 2026-03-31 15:05 | 165 | 155 | 150 | 165 | 155 | 150 | 165 | 155 | 150 | 165 | 155 | 150 | 165 | 155 | 150 | 165 | 155 | 150 | 165 | 155 | 150 | 165 | 155 | 150 | 165 | 155 | 150 | 165 | 155 | 150
1724 | Townsville Power Station - QPM |  | RATCH-Australia | QPMENGY | QLD1 | 258 | 172402 | Yabulu2 | Gas Turbine | CCGT | Natural Gas | YABULU2 | Scheduled | 1 |  | 84 |  | 84 |  | In Service |  | 2046 |  | 2026-03-10 | 2026-03-31 15:05 | 81 | 77 | 77 | 81 | 77 | 77 | 81 | 77 | 77 | 81 | 77 | 77 | 81 | 77 | 77 | 81 | 77 | 77 | 81 | 77 | 77 | 81 | 77 | 77 | 81 | 77 | 77 | 81 | 77 | 77
3085 | Trafalgar East Hybrid Facility Stage 2 |  | Trafalgar Renewables Pty Ltd | ibvogt_NR | VIC1 | 200 | 308501 | TEBS_GU1 | Battery Storage | Lithium-ion |  |  | Scheduled | 1 | 4.4 | 200 | 4.4 | 200 | 800 | Publicly Announced | 2030-12-01 | 2055 |  | 2026-03-10 | 2026-05-19 14:09
3085 | Trafalgar East Hybrid Facility Stage 2 |  | Trafalgar Renewables Pty Ltd | ibvogt_NR | VIC1 | 200 | 308502 | TESF_GU1 | Solar PV | Single Axis Tracking |  |  | Semi-scheduled | 40 | 4.4 | 5 | 176 | 200 |  | Publicly Announced | 2030-12-01 | 2060 |  | 2026-03-10 | 2026-05-19 14:09
2878 | Tragowel BESS |  | Virya Energy Pty Ltd | viryacleanenergy_NR | VIC1 | 500 | 287801 | MRBS_GU1 | Battery Storage | Lithium-ion |  |  | Scheduled | 288 | 1.92 | 1.92 | 552.96 | 552.96 | 1998.72 | Publicly Announced | 2029-01-01 | 2058 |  | 2026-12-05 | 2026-05-28 14:26
2898 | Tramway Road BESS | V00160 | Eku Energy Projects (Australia) Pty Ltd as trustee for the Eku Energy Projects Australia Trust | ekuenergy_nr | VIC1 | 300 | 289801 | TRMWBES | Battery Storage | Lithium-ion |  |  | Scheduled | 288 | 1.21 | 1.21 | 348.48 | 348.48 | 1391.04 | Publicly Announced | 2029-03-30 | 2049 |  | 2026-03-10 | 2026-03-30 15:21
2863 | Traralgon Network Support Station |  | NovaPower Pty Ltd |  | VIC1 | 10 | 286301 | TNPS_GU1 | Gas Turbine | Other | Natural Gas | TGNSS1 | Non-scheduled | 1 |  | 10 |  | 10 |  | In Service |  | 2050 |  | 2026-03-10 | 2024-10-13 05:10
1213 | Trevallyn |  | Hydro-Electric Corporation | HYDROTAS | TAS1 | 107 | 121301 | Trevallyn:1 | Hydro | Dam |  | TREVALLN | Scheduled | 1 |  | 20 |  | 20 |  | In Service |  | 2100 |  | 2026-03-10 | 2026-03-23 12:49 | 20 | 0 | 0 | 20 | 20 | 20 | 20 | 20 | 20 | 20 | 20 | 20 | 20 | 20 | 20 | 20 | 20 | 20 | 20 | 20 | 20 | 20 | 20 | 20 | 20 | 0 | 0 | 20 | 20 | 20
1213 | Trevallyn |  | Hydro-Electric Corporation | HYDROTAS | TAS1 | 107 | 121302 | Trevallyn:2 | Hydro | Dam |  | TREVALLN | Scheduled | 1 |  | 20 |  | 20 |  | In Service |  | 2100 |  | 2026-03-10 | 2026-03-23 12:49 | 20 | 20 | 20 | 20 | 20 | 20 | 20 | 20 | 20 | 20 | 20 | 20 | 20 | 20 | 20 | 20 | 20 | 20 | 20 | 20 | 20 | 20 | 20 | 20 | 20 | 20 | 20 | 20 | 0 | 0
1213 | Trevallyn |  | Hydro-Electric Corporation | HYDROTAS | TAS1 | 107 | 121303 | Trevallyn:3 | Hydro | Dam |  | TREVALLN | Scheduled | 1 |  | 26.5 |  | 26.5 |  | In Service |  | 2100 |  | 2026-03-10 | 2026-03-23 12:49 | 30 | 30 | 30 | 30 | 0 | 0 | 0 | 30 | 30 | 30 | 0 | 0 | 0 | 30 | 30 | 30 | 30 | 30 | 30 | 30 | 30 | 30 | 30 | 30 | 30 | 0 | 0 | 30 | 30 | 30
1213 | Trevallyn |  | Hydro-Electric Corporation | HYDROTAS | TAS1 | 107 | 121304 | Trevallyn:4 | Hydro | Dam |  | TREVALLN | Scheduled | 1 |  | 26.5 |  | 26.5 |  | In Service |  | 2100 |  | 2026-03-10 | 2026-03-23 12:49 | 30 | 30 | 30 | 30 | 30 | 30 | 30 | 0 | 0 | 0 | 30 | 30 | 30 | 30 | 30 | 30 | 30 | 30 | 30 | 30 | 30 | 30 | 30 | 30 | 30 | 30 | 30 | 30 | 30 | 30
2228 | Triabunna Wind Farm | T00007 | Triabunna Wind Pty Ltd | feraaustralia_nr | TAS1 | 23.4 | 222801 | TWF_G1 | Wind | Onshore |  |  | Semi-scheduled | 3 |  | 7.8 |  | 23.4 |  | Publicly Announced | 2030-07-01 | 2060 |  | 2026-03-10 | 2026-05-22 16:29
1214 | Tribute |  | Hydro-Electric Corporation | HYDROTAS | TAS1 | 92 | 121401 | Tribute:1 | Hydro | Dam |  | TRIBUTE | Scheduled | 1 |  | 82.8 |  | 82.8 |  | In Service |  | 2100 |  | 2026-03-10 | 2026-03-24 17:43 | 92 | 92 | 92 | 92 | 0 | 0 | 92 | 92 | 92 | 92 | 92 | 92 | 92 | 92 | 92 | 92 | 92 | 92 | 92 | 92 | 92 | 92 | 92 | 92 | 92 | 0 | 0 | 0 | 92 | 92
2226 | Tribute Pumped Hydro Option | T00003 | Hydro-Electric Corporation | HYDROTAS | TAS1 | 750 | 222601 | THY_G1 | Hydro | Pumped Hydro |  |  | Scheduled | 4 |  | 187.5 |  | 750 | 18750 | Publicly Announced |  |  |  | 2026-03-10 | 2026-03-24 17:52
2559 | Tuckeroo | Q00111 | AGL Energy Limited | agl_nr | QLD1 | 500 | 255901 | MDBS_GU1 | Battery Storage | Lithium-ion |  |  | Scheduled | 1 |  | 500 |  | 500 | 2000 | Publicly Announced |  |  |  | 2026-12-05 | 2026-05-27 12:02
3003 | Tuckeroo BESS - KCI |  | Tuckeroo BESS Pty Ltd |  | QLD1 | 500 | 300301 | TUCKEROO | Battery Storage | Lithium-ion |  |  | Scheduled | 1 |  | 500 |  | 500 | 500 | Publicly Announced |  |  |  | 2026-03-10 | 2025-04-02 20:48
3269 | Tuggerah BESS - KCI | N00293 | BG Admin Pty Ltd |  | NSW1 | 500 | 326901 | Tuggerah BESS | Battery Storage | Lithium-ion |  |  | Scheduled | 1 |  | 500 |  | 500 |  | Publicly Announced |  |  |  | 2026-03-10 | 2026-04-15 12:40
3002 | Tully BESS |  | RWE Renewables Australia Pty Ltd | rwe_NR | QLD1 | 200 | 300201 | TULLYBES | Battery Storage | Lithium-ion |  |  | Scheduled | 1 | 200 | 200 | 200 | 200 | 200 | Publicly Announced | 2028-12-29 | 2049 |  | 2026-12-05 | 2026-05-19 08:43
2865 | Tully Sugar Mill |  | Tully Sugar Limited |  | QLD1 | 32 | 286501 | TSMPS_GU | Gas Turbine | Steam Turbine | Biofuel/Biomass | TULLYSM1 | Non-scheduled | 1 |  | 32 |  | 32 |  | In Service |  | 2050 |  | 2026-03-10 | 2024-10-11 00:39
3252 | TUMMAVILLE Hybrid Facility- Solar And BESS |  | ACEnergy Pty Ltd | acenergy_NR | QLD1 | 500 | 325201 | TUSF_GU1 | Solar PV | Single Axis Tracking |  |  | Semi-scheduled | 136 | 4.4 | 3.68 | 598.4 | 500.48 |  | Publicly Announced | 2031-09-01 | 2061 |  | 2026-12-05 | 2026-05-26 15:58
3252 | TUMMAVILLE Hybrid Facility- Solar And BESS |  | ACEnergy Pty Ltd | acenergy_NR | QLD1 | 500 | 325202 | TUBS_GU1 | Battery Storage | Lithium-ion |  |  | Scheduled | 156 | 4.4 | 3.68 | 686.4 | 574.08 | 1996.8 | Publicly Announced | 2031-09-01 | 2061 |  | 2026-12-05 | 2026-05-26 15:58
3227 | Tumuruu BESS and Solar Farm |  | Australian Solar Enterprises Pty Ltd | arp_nr | QLD1 | 400 | 322701 | Tumuruu BESS and Solar Farm | Battery Storage | Lithium-ion |  |  | Scheduled | 64 | 4.2 | 3.9 | 268.8 | 249.6 | 1920 | Anticipated | 2028-04-30 | 2077 |  | 2026-12-05 | 2026-06-08 09:29 | 0 | 0 | 0 | 0 | 0 | 0 | 200 | 200 | 200 | 200 | 200 | 200 | 200 | 200 | 200 | 200 | 200 | 200 | 200 | 200 | 200 | 200 | 200 | 200 | 200 | 200 | 200 | 200 | 200 | 200 | 0 | 0 | 0 | 0 | 850 | 1589 | 1550 | 1550 | 1509 | 1509 | 1481 | 1481 | 1455 | 1455 | 1431 | 1531 | 1409 | 1409 | 1390 | 1390
3227 | Tumuruu BESS and Solar Farm |  | Australian Solar Enterprises Pty Ltd | arp_nr | QLD1 | 400 | 322702 | Tumuruu BESS and Solar Farm | Solar PV | Fixed |  |  | Semi-scheduled | 64 | 4.2 | 3.9 | 268.8 | 249.6 |  | Publicly Announced | 2028-04-30 | 2077 |  | 2026-12-05 | 2026-06-08 09:29
1215 | Tumut 3 |  | Snowy Hydro Ltd | SNOWY | NSW1 | 1800 | 121501 | Tumut 3:1 | Hydro | Dam |  | TUMUT3 | Scheduled | 1 |  | 250 |  | 250 |  | In Service |  | 2070 |  | 2026-03-10 | 2026-03-24 08:40 | 300 | 300 | 300 | 300 | 300 | 300 | 300 | 300 | 300 | 300 | 300 | 300 | 300 | 300 | 300 | 300 | 300 | 300 | 300 | 300 | 300 | 300 | 300 | 300 | 300 | 300 | 300 | 300 | 300 | 300
1215 | Tumut 3 |  | Snowy Hydro Ltd | SNOWY | NSW1 | 1800 | 121502 | Tumut 3:2 | Hydro | Dam |  | TUMUT3 | Scheduled | 1 |  | 250 |  | 250 |  | In Service |  | 2070 |  | 2026-03-10 | 2026-03-24 08:40 | 300 | 300 | 300 | 300 | 300 | 300 | 300 | 300 | 300 | 300 | 300 | 300 | 300 | 300 | 300 | 300 | 300 | 300 | 300 | 300 | 300 | 300 | 300 | 300 | 300 | 300 | 300 | 300 | 300 | 300
1215 | Tumut 3 |  | Snowy Hydro Ltd | SNOWY | NSW1 | 1800 | 121503 | Tumut 3:3 | Hydro | Dam |  | TUMUT3 | Scheduled | 1 |  | 250 |  | 250 |  | In Service |  | 2070 |  | 2026-03-10 | 2026-03-24 08:40 | 300 | 300 | 300 | 300 | 300 | 300 | 300 | 300 | 300 | 300 | 300 | 300 | 300 | 300 | 300 | 300 | 300 | 300 | 300 | 300 | 300 | 300 | 300 | 300 | 300 | 300 | 300 | 300 | 300 | 300
1215 | Tumut 3 |  | Snowy Hydro Ltd | SNOWY | NSW1 | 1800 | 121504 | Tumut 3:4 | Hydro | Dam |  | TUMUT3 | Scheduled | 1 |  | 250 |  | 250 |  | In Service |  | 2070 |  | 2026-03-10 | 2026-03-24 08:40 | 300 | 300 | 300 | 300 | 300 | 300 | 300 | 300 | 300 | 300 | 300 | 300 | 300 | 300 | 300 | 300 | 300 | 300 | 300 | 300 | 300 | 300 | 300 | 300 | 300 | 300 | 300 | 300 | 300 | 300
1215 | Tumut 3 |  | Snowy Hydro Ltd | SNOWY | NSW1 | 1800 | 121505 | Tumut 3:5 | Hydro | Dam |  | TUMUT3 | Scheduled | 1 |  | 250 |  | 250 |  | In Service |  | 2070 |  | 2026-03-10 | 2026-03-24 08:40 | 300 | 300 | 300 | 300 | 300 | 300 | 300 | 300 | 300 | 300 | 300 | 300 | 300 | 300 | 300 | 300 | 300 | 300 | 300 | 300 | 300 | 300 | 300 | 300 | 300 | 300 | 300 | 300 | 300 | 300
1215 | Tumut 3 |  | Snowy Hydro Ltd | SNOWY | NSW1 | 1800 | 121506 | Tumut 3:6 | Hydro | Dam |  | TUMUT3 | Scheduled | 1 |  | 250 |  | 250 |  | In Service |  | 2070 |  | 2026-03-10 | 2026-03-24 08:40 | 300 | 300 | 300 | 300 | 300 | 300 | 300 | 300 | 300 | 300 | 300 | 300 | 300 | 300 | 300 | 300 | 300 | 300 | 300 | 300 | 300 | 300 | 300 | 300 | 300 | 300 | 300 | 300 | 300 | 300
1216 | Tungatinah |  | Hydro-Electric Corporation | HYDROTAS | TAS1 | 142 | 121601 | Tungatinah:1 | Hydro | Dam |  | TUNGATIN | Scheduled | 1 |  | 25 |  | 25 |  | In Service |  | 2100 |  | 2026-03-10 | 2026-03-23 12:53 | 27 | 0 | 0 | 27 | 27 | 27 | 27 | 27 | 27 | 27 | 27 | 27 | 27 | 27 | 27 | 27 | 0 | 0 | 27 | 27 | 27 | 27 | 0 | 0 | 27 | 27 | 27 | 27 | 27 | 27
1216 | Tungatinah |  | Hydro-Electric Corporation | HYDROTAS | TAS1 | 142 | 121602 | Tungatinah:2 | Hydro | Dam |  | TUNGATIN | Scheduled | 1 |  | 25 |  | 25 |  | In Service |  | 2100 |  | 2026-03-10 | 2026-03-23 12:53 | 27 | 27 | 27 | 27 | 27 | 27 | 27 | 27 | 27 | 27 | 27 | 27 | 27 | 27 | 27 | 27 | 27 | 27 | 0 | 27 | 27 | 27 | 27 | 27 | 27 | 27 | 27 | 27 | 0 | 0
1216 | Tungatinah |  | Hydro-Electric Corporation | HYDROTAS | TAS1 | 142 | 121603 | Tungatinah:3 | Hydro | Dam |  | TUNGATIN | Scheduled | 1 |  | 25 |  | 25 |  | In Service |  | 2100 |  | 2026-03-10 | 2026-03-23 12:53 | 27 | 27 | 27 | 27 | 0 | 0 | 27 | 27 | 27 | 26 | 27 | 27 | 27 | 27 | 27 | 0 | 0 | 0 | 27 | 0 | 0 | 27 | 27 | 27 | 27 | 27 | 27 | 27 | 27 | 27
1216 | Tungatinah |  | Hydro-Electric Corporation | HYDROTAS | TAS1 | 142 | 121604 | Tungatinah:4 | Hydro | Dam |  | TUNGATIN | Scheduled | 1 |  | 25 |  | 25 |  | In Service |  | 2100 |  | 2026-03-10 | 2026-03-23 12:53 | 27 | 27 | 27 | 27 | 27 | 27 | 27 | 27 | 27 | 27 | 27 | 27 | 27 | 27 | 27 | 27 | 27 | 27 | 27 | 27 | 27 | 27 | 0 | 0 | 27 | 27 | 27 | 27 | 27 | 27
1216 | Tungatinah |  | Hydro-Electric Corporation | HYDROTAS | TAS1 | 142 | 121605 | Tungatinah:5 | Hydro | Dam |  | TUNGATIN | Scheduled | 1 |  | 25 |  | 25 |  | In Service |  | 2100 |  | 2026-03-10 | 2026-03-23 12:53 | 27 | 27 | 27 | 27 | 27 | 27 | 27 | 27 | 27 | 27 | 27 | 27 | 27 | 27 | 27 | 27 | 27 | 27 | 27 | 27 | 27 | 27 | 27 | 27 | 27 | 27 | 27 | 27 | 0 | 0
3257 | Tungkillo BESS - KCI | S00064 | Iberdrola Australia Limited | iberdrola_NR | SA1 | 270 | 325701 | Tungkillo BESS | Battery Storage | Lithium-ion |  |  | Scheduled | 1 |  | 270 |  | 270 |  | Publicly Announced |  |  |  | 2026-03-10 | 2026-04-07 15:21
2735 | Tungkillo South BESS | S00064 | RES Australia Pty Ltd | res-group_NR | SA1 | 270 | 273501 | TKBS_GU1 | Battery Storage | Lithium-ion |  |  | Scheduled | 1 |  | 270 |  | 270 | 1215 | Publicly Announced | 2029-06-01 | 2058 |  | 2026-03-10 | 2026-03-27 13:59
2677 | Tyrone BESS | Q00143 | European Energy Australia P/L | europeanenergy_nr | QLD1 | 400 | 267701 | TYBS_GU1 | Battery Storage | Lithium-ion |  |  | Scheduled | 1 |  | 400 |  | 400 | 400 | Publicly Announced |  |  |  | 2026-03-10 | 2026-03-23 09:52
2676 | Tyrone Solar | Q00143 | European Energy Australia P/L | europeanenergy_nr | QLD1 | 400 | 267601 | TYSF_GU1 | Solar PV | Fixed |  |  | Semi-scheduled | 1 |  | 400 |  | 400 |  | Publicly Announced |  |  |  | 2026-03-10 | 2026-03-23 09:58
2016 | Ulinda Park BESS | Q00087 | Ulinda Park ProjectCo Pty Ltd | akayshaenergy_NR | QLD1 | 155 | 201601 | ULINDAB1 | Battery Storage | Lithium-ion |  | ULPBESS1 | Scheduled | 52 | 2.94 | 2.98 | 152.88 | 154.96 | 297.96 | In Service | 2025-11-21 | 2065 |  | 2026-03-10 | 2026-05-25 09:38 | 154.96 | 154.96 | 139.36 | 154.96 | 154.96 | 139.36 | 154.96 | 154.96 | 139.36 | 154.96 | 154.96 | 139.36 | 154.96 | 154.96 | 139.36 | 154.96 | 154.96 | 139.36 | 154.96 | 154.96 | 139.36 | 154.96 | 154.96 | 139.36 | 154.96 | 154.96 | 139.36 | 154.96 | 154.96 | 139.36 | 297.923 | 267.93 | 297.923 | 267.93 | 297.923 | 267.93 | 297.923 | 267.93 | 297.923 | 267.93 | 297.923 | 267.93 | 297.923 | 267.93 | 297.923 | 267.93 | 297.923 | 267.93 | 297.923 | 267.93
3107 | Ulinda Park BESS Expansion |  | Akaysha Energy | akayshaenergy_NR | QLD1 | 195 | 310701 | UPBS_GU1 | Battery Storage | Lithium-ion |  |  | Scheduled | 46 | 4.19 | 4.24 | 192.74 | 195.04 | 780.16 | Publicly Announced | 2028-09-30 | 2065 |  | 2026-03-10 | 2026-05-25 13:26
2025 | Ulladulla Offshore Wind Farm |  | OceanEx Energy | oceanex_NR | NSW1 | 2000 | 202501 | Ulladull | Wind | Offshore - fixed |  |  | Semi-scheduled | 1 |  | 2000 |  | 2000 |  | Publicly Announced | 2035-01-01 |  |  | 2025-09-01 | 2022-06-09 18:47
2494 | Upper Calliope Solar Farm (side A) | Q00095 | European Energy S/A | europeanenergy_nr | QLD1 | 1100 | 249401 | UCSF_GU1 | Solar PV | Fixed |  |  | Semi-scheduled | 1 |  | 1100 |  | 1100 |  | Publicly Announced |  |  |  | 2026-03-10 | 2026-03-23 09:56
2772 | Upper Hunter BESS | N00177 | Maizewood Pty Ltd. |  | NSW1 | 400 | 277201 | UHBS_GU1 | Battery Storage | Lithium-ion |  |  | Scheduled | 200 |  | 2 |  | 400 |  | Publicly Announced |  |  |  | 2026-03-10 | 2024-07-03 01:51
1275 | Upper Hunter Energy Park - Wind |  | Upper Hunter Energy Park Pty Ltd | mavenrenewable_NR | NSW1 | 75.6 | 127501 | UHEP W18 | Wind | Onshore |  |  | Semi-scheduled | 18 | 4.2 | 4.2 | 75.6 | 75.6 |  | Anticipated | 2027-12-31 | 2052 |  | 2026-12-05 | 2026-06-15 16:17 | 74 | 74 | 74 | 74 | 74 | 74 | 74 | 74 | 74 | 74 | 74 | 74 | 74 | 74 | 74 | 74 | 74 | 74 | 74 | 74 | 74 | 74 | 74 | 74 | 74 | 74 | 74 | 74 | 74 | 74
1217 | Upper Tumut |  | Snowy Hydro Ltd | SNOWY | NSW1 | 665 | 121701 | Upper Tumut:1 | Hydro | Dam |  | UPPTUMUT | Scheduled | 1 |  | 82 |  | 82 |  | In Service |  | 2070 |  | 2026-03-10 | 2026-05-19 16:31 | 93 | 93 | 93 | 93 | 93 | 93 | 93 | 93 | 93 | 93 | 93 | 93 | 93 | 0 | 0 | 103 | 103 | 103 | 103 | 103 | 103 | 103 | 103 | 103 | 103 | 103 | 103 | 103 | 103 | 103
1217 | Upper Tumut |  | Snowy Hydro Ltd | SNOWY | NSW1 | 665 | 121702 | Upper Tumut:2 | Hydro | Dam |  | UPPTUMUT | Scheduled | 1 |  | 82 |  | 82 |  | In Service |  | 2070 |  | 2026-03-10 | 2026-05-19 16:31 | 93 | 93 | 93 | 93 | 93 | 93 | 93 | 0 | 0 | 103 | 103 | 103 | 103 | 103 | 103 | 103 | 103 | 103 | 103 | 103 | 103 | 103 | 103 | 103 | 103 | 103 | 103 | 103 | 103 | 103
1217 | Upper Tumut |  | Snowy Hydro Ltd | SNOWY | NSW1 | 665 | 121703 | Upper Tumut:3 | Hydro | Dam |  | UPPTUMUT | Scheduled | 1 |  | 82 |  | 82 |  | In Service |  | 2070 |  | 2026-03-10 | 2026-05-19 16:31 | 93 | 93 | 93 | 93 | 93 | 93 | 93 | 93 | 93 | 93 | 0 | 0 | 103 | 103 | 103 | 103 | 103 | 103 | 103 | 103 | 103 | 103 | 103 | 103 | 103 | 103 | 103 | 103 | 103 | 103
1217 | Upper Tumut |  | Snowy Hydro Ltd | SNOWY | NSW1 | 665 | 121704 | Upper Tumut:4 | Hydro | Dam |  | UPPTUMUT | Scheduled | 1 |  | 82 |  | 82 |  | In Service |  | 2070 |  | 2026-03-10 | 2026-05-19 16:31 | 93 | 93 | 93 | 93 | 93 | 93 | 93 | 93 | 93 | 93 | 93 | 93 | 93 | 93 | 93 | 93 | 0 | 0 | 103 | 103 | 103 | 103 | 103 | 103 | 103 | 103 | 103 | 103 | 103 | 103
1217 | Upper Tumut |  | Snowy Hydro Ltd | SNOWY | NSW1 | 665 | 121705 | Upper Tumut:5 | Hydro | Dam |  | UPPTUMUT | Scheduled | 1 |  | 72 |  | 72 |  | In Service |  | 2070 |  | 2026-03-10 | 2026-05-19 16:31 | 73 | 73 | 73 | 73 | 73 | 73 | 73 | 73 | 73 | 73 | 73 | 73 | 73 | 73 | 73 | 73 | 73 | 73 | 73 | 0 | 0 | 78 | 78 | 78 | 78 | 78 | 78 | 78 | 78 | 78
1217 | Upper Tumut |  | Snowy Hydro Ltd | SNOWY | NSW1 | 665 | 121706 | Upper Tumut:6 | Hydro | Dam |  | UPPTUMUT | Scheduled | 1 |  | 72 |  | 72 |  | In Service |  | 2070 |  | 2026-03-10 | 2026-05-19 16:31 | 73 | 73 | 73 | 73 | 73 | 73 | 73 | 73 | 73 | 73 | 73 | 73 | 73 | 73 | 73 | 73 | 73 | 73 | 73 | 73 | 73 | 73 | 0 | 0 | 78 | 78 | 78 | 78 | 78 | 78
1217 | Upper Tumut |  | Snowy Hydro Ltd | SNOWY | NSW1 | 665 | 121707 | Upper Tumut:7 | Hydro | Dam |  | UPPTUMUT | Scheduled | 1 |  | 72 |  | 72 |  | In Service |  | 2070 |  | 2026-03-10 | 2026-05-19 16:31 | 73 | 0 | 0 | 73 | 73 | 73 | 73 | 73 | 73 | 73 | 73 | 73 | 73 | 73 | 73 | 73 | 73 | 73 | 73 | 73 | 73 | 73 | 73 | 73 | 73 | 0 | 0 | 78 | 78 | 78
1217 | Upper Tumut |  | Snowy Hydro Ltd | SNOWY | NSW1 | 665 | 121708 | Upper Tumut:8 | Hydro | Dam |  | UPPTUMUT | Scheduled | 1 |  | 72 |  | 72 |  | In Service |  | 2070 |  | 2026-03-10 | 2026-05-19 16:31 | 73 | 73 | 73 | 73 | 73 | 73 | 73 | 73 | 73 | 73 | 73 | 73 | 73 | 73 | 73 | 73 | 73 | 73 | 73 | 73 | 73 | 73 | 73 | 73 | 73 | 73 | 73 | 73 | 0 | 0
1218 | Uranquinty |  | Origin Energy Uranquinty Power Pty Ltd | URANQNTY | NSW1 | 692 | 121801 | Uranquinty:1 | Gas Turbine | OCGT | Natural Gas | URANQ11 | Scheduled | 1 |  | 173 |  | 173 |  | In Service |  | 2049 |  | 2026-03-10 | 2026-03-30 10:55 | 173 | 164 | 160 | 173 | 164 | 160 | 173 | 164 | 160 | 173 | 164 | 160 | 173 | 164 | 160 | 173 | 164 | 160 | 173 | 164 | 160 | 173 | 164 | 160 | 173 | 164 | 160 | 173 | 164 | 160
1218 | Uranquinty |  | Origin Energy Uranquinty Power Pty Ltd | URANQNTY | NSW1 | 692 | 121802 | Uranquinty:2 | Gas Turbine | OCGT | Natural Gas | URANQ12 | Scheduled | 1 |  | 173 |  | 173 |  | In Service |  | 2049 |  | 2026-03-10 | 2026-03-30 10:55 | 173 | 164 | 160 | 173 | 164 | 160 | 173 | 164 | 160 | 173 | 164 | 160 | 173 | 164 | 160 | 173 | 164 | 160 | 173 | 164 | 160 | 173 | 164 | 160 | 173 | 164 | 160 | 173 | 164 | 160
1218 | Uranquinty |  | Origin Energy Uranquinty Power Pty Ltd | URANQNTY | NSW1 | 692 | 121803 | Uranquinty:3 | Gas Turbine | OCGT | Natural Gas | URANQ13 | Scheduled | 1 |  | 173 |  | 173 |  | In Service |  | 2049 |  | 2026-03-10 | 2026-03-30 10:55 | 173 | 164 | 160 | 173 | 164 | 160 | 173 | 164 | 160 | 173 | 164 | 160 | 173 | 164 | 160 | 173 | 164 | 160 | 173 | 164 | 160 | 173 | 164 | 160 | 173 | 164 | 160 | 173 | 164 | 160
1218 | Uranquinty |  | Origin Energy Uranquinty Power Pty Ltd | URANQNTY | NSW1 | 692 | 121804 | Uranquinty:4 | Gas Turbine | OCGT | Natural Gas | URANQ14 | Scheduled | 1 |  | 173 |  | 173 |  | In Service |  | 2049 |  | 2026-03-10 | 2026-03-30 10:55 | 173 | 164 | 160 | 173 | 164 | 160 | 173 | 164 | 160 | 173 | 164 | 160 | 173 | 164 | 160 | 173 | 164 | 160 | 173 | 164 | 160 | 173 | 164 | 160 | 173 | 164 | 160 | 173 | 164 | 160
3253 | Uranquinty Solar Farm |  | CleanPeak Energy | cleanpeakenergy_NR | NSW1 | 4.95 | 325301 | Uranquinty Solar Farm | Solar PV | Single Axis Tracking |  |  | Non-scheduled | 1 | 5.26 | 4.85 | 5.26 | 4.85 |  | Publicly Announced |  | 2061 |  | 2026-03-10 | 2026-04-07 12:46
3253 | Uranquinty Solar Farm |  | CleanPeak Energy | cleanpeakenergy_NR | NSW1 | 4.95 | 325302 | Uranquinty BESS | Battery Storage | Lithium-ion |  |  | Non-scheduled | 4 |  | 0 |  | 0 | 11 | Publicly Announced |  | 2061 |  | 2026-03-10 | 2026-04-07 12:46
2801 | Uungula BESS |  | Squadron Energy Services Pty Ltd | squadronenergy_NR | NSW1 | 400 | 280101 | UGBS_GU1 | Battery Storage | Lithium-ion |  |  | Scheduled | 1 |  | 400 |  | 400 | 400 | Publicly Announced | 2030-07-01 | 2060 |  | 2026-03-10 | 2026-03-17 02:55
1283 | Uungula Wind Farm | N00073 | Uungula Wind Farm Pty Ltd | squadronenergy_NR | NSW1 | 414 | 128301 | Uungula Wind Farm:1-249 | Wind | Onshore |  |  | Semi-scheduled | 69 |  | 6 |  | 414 |  | Committed | 2028-02-01 | 2057 |  | 2026-12-05 | 2026-05-19 14:18 | 0 | 0 | 0 | 138 | 207 | 207 | 414 | 414 | 414 | 414 | 414 | 414 | 414 | 414 | 414 | 414 | 414 | 414 | 414 | 414 | 414 | 414 | 414 | 414 | 414 | 414 | 414 | 414 | 414 | 414
2864 | Valdora Solar Farm |  | Diamond Energy Pty Ltd |  | QLD1 | 15 | 286401 | VSF_GU1 | Solar PV | Fixed |  | VALDORA1 | Non-scheduled | 1 |  | 15 |  | 15 |  | In Service |  | 2050 |  | 2026-03-10 | 2024-10-11 00:31
1219 | Vales Point B |  | Delta Electricity | DELTA | NSW1 | 1320 | 121901 | Vales Point B:5 | Coal | Black Coal |  | VP5 | Scheduled | 1 |  | 660 |  | 660 |  | In Service |  | 2033 |  | 2026-03-10 | 2026-03-24 11:51 | 660 | 660 | 660 | 660 | 660 | 660 | 660 | 660 | 660 | 660 | 660 | 660 | 660 | 660 | 660 | 660 | 660 | 660 | 660 | 660 | 660 | 660 | 660 | 660 | 0 | 0 | 0 | 0 | 0 | 0
1219 | Vales Point B |  | Delta Electricity | DELTA | NSW1 | 1320 | 121902 | Vales Point B:6 | Coal | Black Coal |  | VP6 | Scheduled | 1 |  | 660 |  | 660 |  | In Service |  | 2033 |  | 2026-03-10 | 2026-03-24 11:51 | 660 | 660 | 660 | 660 | 660 | 660 | 660 | 660 | 660 | 660 | 660 | 660 | 660 | 660 | 660 | 660 | 660 | 660 | 660 | 660 | 660 | 660 | 660 | 660 | 0 | 0 | 0 | 0 | 0 | 0
3048 | Vales Point BESS | N00235 | Delta Power and Energy (Vales Point) Pty Ltd trading as Delta Electricity | deltapower_nr | NSW1 | 400 | 304801 | VPBS_GU1 | Battery Storage | Lithium-ion |  |  | Scheduled | 1 | 400 | 400 | 400 | 400 | 800 | Publicly Announced | 2028-03-01 | 2053 |  | 2026-03-10 | 2026-03-24 11:22
1490 | Vales Point Solar |  | Delta Electricity | DELTA | NSW1 | 55 | 149001 | Vales Point Solar:Vales Point Solar 1 | Solar PV | Fixed |  |  | Semi-scheduled | 1 | 55 | 55 | 55 | 55 |  | Publicly Announced | 2050-07-01 | 2075 |  | 2026-03-10 | 2026-03-24 12:32
2892 | Valley of the Winds |  | ACEN Renewables | acenaustralia_NR | NSW1 | 919 | 289201 | Girragul | Wind | Onshore |  |  | Semi-scheduled | 45 | 7.2 | 7.2 | 324 | 324 |  | Anticipated | 2029-12-31 | 2079 |  | 2026-12-05 | 2026-05-13 13:52
2892 | Valley of the Winds |  | ACEN Renewables | acenaustralia_NR | NSW1 | 919 | 289202 | Leadvill | Wind | Onshore |  |  | Semi-scheduled | 21 | 7.2 | 7.2 | 151.2 | 151.2 |  | Anticipated | 2030-07-31 | 2080 |  | 2026-12-05 | 2026-05-13 13:52
2892 | Valley of the Winds |  | ACEN Renewables | acenaustralia_NR | NSW1 | 919 | 289203 | Mt Hope | Wind | Onshore |  |  | Semi-scheduled | 64 | 7.2 | 7.2 | 460.8 | 460.8 |  | Anticipated | 2030-04-30 | 2080 |  | 2026-12-05 | 2026-05-13 13:52
1220 | Valley Power |  | Snowy Hydro Ltd | SNOWY | VIC1 | 360 | 122001 | VPGS1 | Gas Turbine | OCGT | Natural Gas | VPGS1 | Scheduled | 1 |  | 50 |  | 50 |  | In Service |  | 2070 |  | 2026-03-10 | 2026-03-24 08:42 | 57 | 53 | 51 | 57 | 53 | 51 | 57 | 53 | 51 | 57 | 53 | 51 | 57 | 53 | 51 | 57 | 53 | 51 | 57 | 53 | 51 | 57 | 53 | 51 | 57 | 53 | 51 | 57 | 53 | 51
1220 | Valley Power |  | Snowy Hydro Ltd | SNOWY | VIC1 | 360 | 122002 | VPGS2 | Gas Turbine | OCGT | Natural Gas | VPGS2 | Scheduled | 1 |  | 50 |  | 50 |  | In Service |  | 2070 |  | 2026-03-10 | 2026-03-24 08:42 | 57 | 53 | 51 | 57 | 53 | 51 | 57 | 53 | 51 | 57 | 53 | 51 | 57 | 53 | 51 | 57 | 53 | 51 | 57 | 53 | 51 | 57 | 53 | 51 | 57 | 53 | 51 | 57 | 53 | 51
1220 | Valley Power |  | Snowy Hydro Ltd | SNOWY | VIC1 | 360 | 122003 | VPGS3 | Gas Turbine | OCGT | Natural Gas | VPGS3 | Scheduled | 1 |  | 50 |  | 50 |  | In Service |  | 2070 |  | 2026-03-10 | 2026-03-24 08:42 | 57 | 53 | 51 | 57 | 53 | 51 | 57 | 53 | 51 | 57 | 53 | 51 | 57 | 53 | 51 | 57 | 53 | 51 | 57 | 53 | 51 | 57 | 53 | 51 | 57 | 53 | 51 | 57 | 53 | 51
1220 | Valley Power |  | Snowy Hydro Ltd | SNOWY | VIC1 | 360 | 122004 | VPGS4 | Gas Turbine | OCGT | Natural Gas | VPGS4 | Scheduled | 1 |  | 50 |  | 50 |  | In Service |  | 2070 |  | 2026-03-10 | 2026-03-24 08:42 | 55 | 47 | 44 | 55 | 47 | 44 | 55 | 47 | 44 | 55 | 47 | 44 | 55 | 47 | 44 | 55 | 47 | 44 | 55 | 47 | 44 | 55 | 47 | 44 | 55 | 47 | 44 | 55 | 47 | 44
1220 | Valley Power |  | Snowy Hydro Ltd | SNOWY | VIC1 | 360 | 122005 | VPGS5 | Gas Turbine | OCGT | Natural Gas | VPGS5 | Scheduled | 1 |  | 50 |  | 50 |  | In Service |  | 2070 |  | 2026-03-10 | 2026-03-24 08:42 | 55 | 47 | 44 | 55 | 47 | 44 | 55 | 47 | 44 | 55 | 47 | 44 | 55 | 47 | 44 | 55 | 47 | 44 | 55 | 47 | 44 | 55 | 47 | 44 | 55 | 47 | 44 | 55 | 47 | 44
1220 | Valley Power |  | Snowy Hydro Ltd | SNOWY | VIC1 | 360 | 122006 | VPGS6 | Gas Turbine | OCGT | Natural Gas | VPGS6 | Scheduled | 1 |  | 50 |  | 50 |  | In Service |  | 2070 |  | 2026-03-10 | 2026-03-24 08:42 | 55 | 47 | 44 | 55 | 47 | 44 | 55 | 47 | 44 | 55 | 47 | 44 | 55 | 47 | 44 | 55 | 47 | 44 | 55 | 47 | 44 | 55 | 47 | 44 | 55 | 47 | 44 | 55 | 47 | 44
2311 | Vast Solar 1 | S00027 | Vast Solar 1 Pty Ltd | vastenergy_nr | SA1 | 30 | 231101 | VSPP_GU1 | Solar PV | Other |  |  | Semi-scheduled | 1 |  | 34 |  | 34 |  | Publicly Announced |  | 2055 |  | 2026-12-05 | 2026-05-19 09:53
1221 | Victoria Mill |  | Wilmar Sugar (Herbet) Pty Ltd | EEQ | QLD1 | 24 | 122101 | Victoria Mill:Unit 3 | Other | Biomass | Biofuel/Biomass |  | Non-scheduled | 1 |  | 5 |  | 5 |  | In Service |  | 2040 |  | 2026-03-10 | 2026-03-18 13:09
1221 | Victoria Mill |  | Wilmar Sugar (Herbet) Pty Ltd | EEQ | QLD1 | 24 | 122102 | Victoria Mill:Unit 4 | Other | Biomass | Biofuel/Biomass |  | Non-scheduled | 1 |  | 19 |  | 19 |  | In Service |  | 2040 |  | 2026-03-10 | 2026-03-18 13:09
1864 | Victorian Big Battery |  | Victorian Big Battery Pty Ltd | storenergy_nr | VIC1 | 300 | 186401 | BESS | Battery Storage | Lithium-ion |  | VBB1 | Scheduled | 1 | 300 | 300 | 300 | 300 | 470 | In Service |  | 2041 |  | 2026-03-10 | 2026-04-07 09:18 | 240 | 50 | 50 | 240 | 50 | 50 | 240 | 50 | 50 | 240 | 50 | 50 | 240 | 50 | 50 | 240 | 240 | 240 | 240 | 240 | 240 | 240 | 240 | 240 | 240 | 240 | 240 | 240 | 240 | 240 | 470 | 300 | 470 | 300 | 470 | 300 | 470 | 300 | 470 | 300 | 470 | 470 | 470 | 470 | 470 | 470 | 470 | 470 | 470 | 470
2701 | Wagga North BESS - KCI | N00169 | Zebre Pty Ltd | zenenergy_NR | NSW1 | 105 | 270101 | WaggaNor | Battery Storage | Lithium-ion |  |  | Scheduled | 1 | 148 | 105 | 148 | 105 | 420 | Anticipated | 2028-12-31 | 2055 |  | 2026-12-05 | 2026-05-20 15:49 | 0 | 0 | 0 | 0 | 0 | 0 | 0 | 0 | 0 | 105 | 105 | 97.6 | 105 | 105 | 97.6 | 105 | 105 | 97.6 | 105 | 105 | 97.6 | 105 | 105 | 97.6 | 105 | 105 | 97.6 | 105 | 105 | 97.6 | 0 | 0 | 0 | 0 | 0 | 0 | 420 | 420 | 399 | 399 | 388 | 388 | 376 | 376 | 368 | 368 | 362 | 362 | 358 | 358
2817 | Wagga North BESS (IB Vogt) - KCI | N00184 | Ib vogt Development Australia Pty Ltd | ibvogt_NR | NSW1 | 120 | 281701 | WNBS_GU1 | Battery Storage | Lithium-ion |  |  | Scheduled | 42 | 2.86 | 2.86 | 120.12 | 120.12 | 463.26 | Publicly Announced | 2028-03-30 | 2048 |  | 2026-12-05 | 2026-05-25 15:16
1514 | Wagga North Solar Farm |  | Wagga Wagga Operationsco Pty Ltd as trustree for Wagga Wagga Operations Trust | WAGGAOPS | NSW1 | 48.7 | 151401 | WNS23-34 | Solar PV | Single Axis Tracking |  | WAGGNSF1 | Semi-scheduled | 12 |  | 1.64 |  | 19.68 |  | In Commissioning | 2023-07-01 | 2050 |  | 2026-03-10 | 2025-09-23 04:45 | 16.368 | 16.368 | 16.368 | 16.368 | 16.368 | 16.368 | 16.368 | 16.368 | 16.368 | 16.368 | 16.368 | 16.368 | 16.368 | 16.368 | 16.368 | 16.368 | 16.368 | 16.368 | 16.368 | 16.368 | 16.368 | 16.368 | 16.368 | 16.368 | 16.368 | 16.368 | 16.368
1514 | Wagga North Solar Farm |  | Wagga Wagga Operationsco Pty Ltd as trustree for Wagga Wagga Operations Trust | WAGGAOPS | NSW1 | 48.7 | 151402 | WNSF1-22 | Solar PV | Single Axis Tracking |  | WAGGNSF1 | Semi-scheduled | 22 |  | 1.64 |  | 36.08 |  | In Commissioning |  | 2050 |  | 2026-03-10 | 2025-09-23 04:45 | 30.008 | 30.008 | 30.008 | 30.008 | 30.008 | 30.008 | 30.008 | 30.008 | 30.008 | 30.008 | 30.008 | 30.008 | 30.008 | 30.008 | 30.008 | 30.008 | 30.008 | 30.008 | 30.008 | 30.008 | 30.008 | 30.008 | 30.008 | 30.008 | 30.008 | 30.008 | 30.008
2199 | Wagga North Solar Farm BESS | N00062 | Wagga Wagga Operationsco Pty Ltd as trustee for the Wagga Wagga Operations Trust | WAGGAOPS | NSW1 | 15 | 219901 | WNSFB_G1 | Battery Storage | Lithium-ion |  |  | Scheduled | 1 |  | 15 |  | 15 | 30 | Publicly Announced |  |  |  | 2026-03-10 | 2025-09-23 04:44
2824 | Wagga South BESS | N00197 | Eku Energy Projects (Australia) Trust | ekuenergy_nr | NSW1 | 300 | 282401 | WwBS_GU1 | Battery Storage | Lithium-ion |  |  | Scheduled | 90 | 5.15 | 5.15 | 463.5 | 463.5 | 1362.6 | Publicly Announced | 2029-09-30 | 2050 |  | 2026-03-10 | 2026-03-30 13:59
1712 | Walla Walla Solar Farm |  | FRV Australia (Walla Walla Asset Co Pty Ltd (ACN 634 728 868) as trustee for the Walla Walla Asset Trust) | WLWLSF1 | NSW1 | 300 | 171203 | Walla Walla Solar Farm 1 | Solar PV | Single Axis Tracking |  | WLWLSF1 | Semi-scheduled | 48 | 4.2 | 3.17 | 201.6 | 152.16 |  | In Service |  | 2054 |  | 2026-03-10 | 2026-03-16 15:36 | 149.76 | 149.76 | 149.76 | 149.76 | 149.76 | 149.76 | 149.76 | 149.76 | 149.76 | 149.76 | 149.76 | 149.76 | 149.76 | 149.76 | 149.76 | 149.76 | 149.76 | 149.76 | 149.76 | 149.76 | 149.76 | 149.76 | 149.76 | 149.76 | 149.76 | 149.76 | 149.76 | 149.76 | 149.76 | 149.76
1712 | Walla Walla Solar Farm |  | FRV Australia (Walla Walla Asset Co Pty Ltd (ACN 634 728 868) as trustee for the Walla Walla Asset Trust) | WLWLSF1 | NSW1 | 300 | 171204 | Walla Walla Solar Farm 2 | Solar PV | Single Axis Tracking |  | WLWLSF2 | Semi-scheduled | 48 | 4.2 | 3.17 | 201.6 | 152.16 |  | In Service |  | 2054 |  | 2026-03-10 | 2026-03-16 15:36 | 149.76 | 149.76 | 149.76 | 149.76 | 149.76 | 149.76 | 149.76 | 149.76 | 149.76 | 149.76 | 149.76 | 149.76 | 149.76 | 149.76 | 149.76 | 149.76 | 149.76 | 149.76 | 149.76 |  | 149.76 | 149.76 | 149.76 | 149.76 | 149.76 | 149.76 | 149.76 | 149.76 | 149.76 | 149.76
2928 | Wallabadah BESS | N00202 | North Harbour Clean Energy P/L | northharbour_nr | NSW1 | 400 | 292801 | WBBS_GU1 | Battery Storage | Lithium-ion |  |  | Scheduled | 200 |  | 2 |  | 400 |  | Publicly Announced |  |  |  | 2026-03-10 | 2026-05-01 10:21
3110 | Wallaby Creek Wind Farm |  | acciona_NR | acciona_NR | NSW1 | 200 | 311001 | WCWF | Wind | Onshore |  |  | Semi-scheduled | 38 | 5.53 | 5.7 | 210.14 | 216.6 |  | Publicly Announced | 2030-12-31 | 2055 |  | 2026-03-10 | 2026-05-12 08:26
1861 | Wallaroo Solar Farm | N00004 | New Energy development and Univergy Solar Joint venture (SPV) Wallaroo Solar Farm Pty Ltd | newenergydevelopment_NR | NSW1 | 1 | 186101 | Wallaroo | Solar PV | Single Axis Tracking |  |  | Semi-scheduled | 36 |  | 3.4 |  | 122.4 |  | Publicly Announced |  |  |  | 2026-03-10 | 2023-07-05 02:43
1967 | Wallerawang 9 BESS |  | Greenspot Wallerawang Pty Ltd as trustee for the Greenspot Wallerawang Unit Trust | SHELLNEW | NSW1 | 300 | 196701 | WallerBE | Battery Storage | Lithium-ion |  |  | Scheduled | 1 |  | 300 |  | 300 | 774 | Publicly Announced | 2029-10-01 | 2050 |  | 2026-12-05 | 2026-05-07 08:35
1874 | Wallgrove Grid Battery project | N00006 | TransGrid | iberdrola_NR | NSW1 | 50 | 187401 | WLGBESS1 | Battery Storage | Lithium-ion |  | WALGRV1 | Scheduled | 36 | 1.7 | 1.7 | 61.2 | 61.2 | 74.88 | In Service |  | 2036 |  | 2026-03-10 | 2026-06-17 15:49 | 50 | 50 | 50 | 50 | 50 | 50 | 50 | 50 | 50 | 50 | 50 | 50 | 50 | 50 | 50 | 50 | 50 | 50 | 50 | 50 | 50 | 50 | 50 | 50 | 50 | 50 | 50 | 50 | 50 | 50 | 75 | 75 | 75 | 75 | 75 | 75 | 75 | 75 | 75 | 75 | 75 | 75 | 75 | 75 | 75 | 75 | 75 | 75 | 75 | 75
2287 | Wambo Wind Farm 1 | Q00028 | Cubico Sustainable Investments Australia Pty Ltd | osmi_NR | QLD1 | 500 | 228701 | WFWGU1 | Wind | Onshore |  | WAMBOWF1 | Semi-scheduled | 1 |  | 252 |  | 252 |  | In Commissioning | 2025-02-28 |  |  | 2026-12-05 | 2026-06-17 15:40 | 252 | 252 | 252 | 252 | 252 | 252 | 252 | 252 | 252 | 252 | 252 | 252 | 252 | 252 | 252 | 252 | 252 | 252 | 252 | 252 | 252
2287 | Wambo Wind Farm 1 | Q00028 | Cubico Sustainable Investments Australia Pty Ltd | osmi_NR | QLD1 | 500 | 228702 | WFWGU2 | Wind | Onshore |  | WAMBOWF2 | Semi-scheduled | 1 |  | 248 |  | 248 |  | Committed |  |  |  | 2026-12-05 | 2026-06-17 15:40
3000 | Wamuran BESS - KCI | Q00204 | RTB Renewables Pty Ltd |  | QLD1 | 630 | 300001 | WAMBESS | Battery Storage | Lithium-ion |  |  | Scheduled | 1 |  | 630 |  | 630 | 630 | Publicly Announced |  |  |  | 2026-03-10 | 2025-04-02 20:24
1762 | Wandoan South BESS |  | Vena Evergy | TBSOL | QLD1 | 100 | 176202 | WSBESS1 | Battery Storage | Lithium-ion |  | WANDB1 | Scheduled | 1 | 100 | 100 | 100 | 100 | 150 | In Service |  | 2051 |  | 2026-03-10 | 2026-06-02 16:21 | 100 | 100 | 100 | 100 | 100 | 100 | 100 | 100 | 100 | 100 | 100 | 100 | 100 | 100 | 100 | 100 | 100 | 100 | 100 | 100 | 100 | 100 | 100 | 100 | 100 | 100 | 100 | 100 | 100 | 100 | 141 | 135 | 135 | 131 | 131 | 127 | 127 | 123 | 123 | 119 | 119 | 116 | 116 | 113 | 113 | 110 | 110 | 107 | 107 | 104
1455 | Wandoan South Solar Stage 1 | Q00007 | Vena Evergy | TBSOL | QLD1 | 125 | 145501 | Wandoan Solar Farm 1 | Solar PV | Single Axis Tracking |  | WANDSF1 | Semi-scheduled | 1 | 160 | 125 | 160 | 125 |  | In Service |  | 2053 |  | 2026-12-05 | 2026-04-18 14:56 | 125 | 125 | 125 | 125 | 125 | 125 | 125 | 125 | 125 | 125 | 125 | 125 | 125 | 125 | 125 | 125 | 125 | 125 | 125 | 125 | 125 | 125 | 125 | 125 | 125 | 125 | 125 | 125 | 125 | 125
2437 | Wandoan South Solar Stage 2 |  | TBSOL | TBSOL | QLD1 | 240 | 243701 | WSF2 | Solar PV | Single Axis Tracking |  | WANDSF2 | Semi-scheduled | 1 | 320 | 240 | 320 | 240 |  | Committed | 2027-07-01 | 2052 |  | 2026-12-05 | 2026-04-10 14:19 | 0 | 0 | 0 | 0 | 240 | 240 | 240 | 240 | 240 | 240 | 240 | 240 | 240 | 240 | 240 | 240 | 240 | 240 | 240 | 240 | 240 | 240 | 240 | 240 | 240 | 240 | 240
1499 | Wangaratta Solar Farm |  | Wangaratta Solar Farm Pty Ltd | cleanpeakenergy_NR | VIC1 | 22 | 149901 | Wangaratta Solar Farm:SMA Inverter | Solar PV | Single Axis Tracking |  | WNSF1 | Significant Non-scheduled | 6 | 7.13 | 4.4 | 42.78 | 26.4 |  | In Service | 2026-03-08 | 2056 |  |  | 2026-06-09 15:45
1499 | Wangaratta Solar Farm |  | Wangaratta Solar Farm Pty Ltd | cleanpeakenergy_NR | VIC1 | 22 | 149902 | Wangaratta Solar Farm BESS | Battery Storage | Lithium-ion |  |  | Non-scheduled | 36 |  | 0 |  | 0 | 180.72 | Publicly Announced | 2027-05-01 | 2056 |  |  | 2026-06-09 15:45
2220 | Waratah Super Battery | N00091 | Munmorah Battery ProjectCo Pty Ltd | akayshaenergy_NR | NSW1 | 850 | 222001 | WSB_G1 | Battery Storage | Lithium-ion |  | WTAHB1 | Scheduled | 288 | 2.91 | 2.95 | 838.08 | 849.6 | 1679.04 | Committed | 2026-09-01 | 2065 |  | 2026-12-05 | 2026-05-25 09:32 | 150.048 | 150.048 | 150.048 | 150.048 | 150.048 | 150.048 | 150.048 | 150.048 | 150.048 | 150.048 | 150.048 | 150.048 | 850 | 765 | 765 | 850 | 765 | 765 | 850 | 765 | 765 | 850 | 765 | 765 | 850 | 765 | 765 | 850 | 765 | 765 | 296.494 | 296.494 | 296.494 | 296.494 | 296.494 | 296.494 | 296.494 | 296.494 | 1679.94 | 1508.08 | 1679.94 | 1508.08 | 1679.94 | 1508.08 | 1679.94 | 1508.08 | 1679.94 | 1508.08 | 1679.94 | 1508.08
1636 | Warracknabeal Wind Farm | V00163 | WestWind Energy Pty Ltd | w-wind_NR | VIC1 | 1500 | 163601 | Warracknabeal Wind Farm:15 | Wind | Onshore |  |  | Semi-scheduled | 219 |  | 7.5 |  | 1642.5 |  | Publicly Announced | 2032-12-31 | 2067 |  | 2026-03-10 | 2026-05-08 12:02
3208 | Warrego BESS (WBESS) - KCI | Q00270 | CI Warrego Pty Ltd as The Trustee for CI Warrego Trust |  | QLD1 | 250 | 320801 | WBESS_GU1 | Battery Storage | Lithium-ion |  |  | Scheduled | 1 |  | 250 |  | 250 | 250 | Publicly Announced |  |  |  | 2026-03-10 | 2026-01-22 16:03
2998 | Warrenheip BESS | V00175 | AE Solar 6 Pty Ltd as Trustee for AE Solar 6 Unit Trust |  | VIC1 | 240 | 299801 | WHBESS | Battery Storage | Lithium-ion |  |  | Semi-scheduled | 1 |  | 240 |  | 240 | 240 | Publicly Announced |  |  |  | 2026-03-10 | 2025-07-04 18:45
1530 | Warwick Solar Farm |  | The University of Queensland | uq.edu.au_NR | QLD1 | 64 | 153004 | WARWSF1 | Solar PV | Single Axis Tracking |  | WARWSF1 | Semi-scheduled | 8 |  | 4 |  | 32 |  | In Service |  | 2046 |  | 2026-12-05 | 2026-05-08 12:06 | 32 | 32 | 32 | 32 | 32 | 32 | 32 | 32 | 32 | 32 | 32 | 32 | 32 | 32 | 32 | 32 | 32 | 32 | 32 | 32 | 32 | 32 | 32 | 32 | 32 | 32 | 32 | 32 | 32 | 32
1530 | Warwick Solar Farm |  | The University of Queensland | uq.edu.au_NR | QLD1 | 64 | 153005 | WARWSF2 | Solar PV | Single Axis Tracking |  | WARWSF2 | Semi-scheduled | 8 |  | 4 |  | 32 |  | In Service |  | 2046 |  | 2026-12-05 | 2026-05-08 12:06 | 28.1 | 32 | 32 | 32 | 32 | 32 | 32 | 32 | 32 | 32 | 32 | 32 | 32 | 32 | 32 | 32 | 32 | 32 | 32 | 32 | 32 | 32 | 32 | 32 | 32 | 32 | 32 | 32 | 32 | 32
3245 | Waterloo BESS |  | Eku Energy Projects (Australia) Pty Ltd as trustee for the Eku Energy Projects Australia Trust | ekuenergy_nr | SA1 | 125 | 324501 | WATEBES1 | Battery Storage | Lithium-ion |  |  | Scheduled | 44 | 3.95 | 3.95 | 173.8 | 173.8 | 489.28 | Publicly Announced | 2030-06-30 | 2050 |  | 2026-03-10 | 2026-05-25 11:23
1223 | Waterloo Wind Farm |  | Waterloo Windfarm Pty Ltd | WATERLWF | SA1 | 130.8 | 122301 | Waterloo Wind Farm:1-37 | Wind | Onshore |  | WATERLWF | Semi-scheduled | 37 | 3 | 3 | 111 | 111 |  | In Service |  | 2045 |  | 2026-03-10 | 2026-03-25 17:35 | 111 | 111 | 0 | 111 | 111 | 0 | 111 | 111 | 0 | 111 | 111 | 0 | 111 | 111 | 0 | 111 | 111 | 0 | 111 | 111 | 0 | 111 | 111 | 0 | 111 | 111 | 0 | 111 | 111 | 0
1223 | Waterloo Wind Farm |  | Waterloo Windfarm Pty Ltd | WATERLWF | SA1 | 130.8 | 122302 | Waterloo Wind Farm:38-43 | Wind | Onshore |  | WATERLWF | Semi-scheduled | 6 | 3.5 | 3.3 | 21 | 19.8 |  | In Service |  | 2051 |  | 2026-03-10 | 2026-03-25 17:35 | 19.8 | 18.9 | 9 | 19.8 | 18.9 | 9 | 19.8 | 18.9 | 9 | 19.8 | 18.9 | 9 | 19.8 | 18.9 | 9 | 19.8 | 18.9 | 9 | 19.8 | 18.9 | 9 | 19.8 | 18.9 | 9 | 19.8 | 18.9 | 9 | 19.8 | 18.9 | 9
2254 | Watta Wella Power Station | V00034 | RES Australia Pty Ltd | res-group_NR | VIC1 | 306 | 225401 | WTWLWF | Wind | Onshore |  |  | Semi-scheduled | 45 | 6.8 | 6.8 | 306 | 306 |  | Publicly Announced | 2029-12-21 | 2059 |  | 2026-12-05 | 2026-05-25 17:48
2634 | Wattle Creek Energy Hub - Battery Storage | N00143 | Wattle Creek Energy Hub P/L | sparkrenewables_NR | NSW1 | 350 | 263401 | WATB1 | Battery Storage | Lithium-ion |  |  | Scheduled | 324 | 1.15 | 1.15 | 372.6 | 372.6 | 1493.64 | Publicly Announced | 2029-01-01 | 2053 |  | 2026-12-05 | 2026-05-25 17:25
2635 | Wattle Creek Energy Hub - Solar / BESS | N00143 | Wattle Creek Energy Hub P/L | sparkrenewables_NR | NSW1 | 180 | 263501 | WATB2 | Battery Storage | Lithium-ion |  |  | Scheduled | 57 | 4.6 | 4.6 | 262.2 | 262.2 | 1048.8 | Publicly Announced | 2029-09-01 | 2054 |  | 2026-03-10 | 2026-03-30 18:46
2635 | Wattle Creek Energy Hub - Solar / BESS | N00143 | Wattle Creek Energy Hub P/L | sparkrenewables_NR | NSW1 | 180 | 263502 | WATS | Solar PV | Fixed |  |  | Semi-scheduled | 43 | 5.32 | 4.4 | 228.76 | 189.2 |  | Publicly Announced | 2029-09-01 | 2064 |  | 2026-03-10 | 2026-03-30 18:46
1224 | Wattle Point |  | Infrastructure Capital Group | TIPSCO | SA1 | 91 | 122401 | Wattle Point:1-55 | Wind | Onshore |  | WPWF | Significant Non-scheduled | 55 | 1.65 | 1.65 | 90.75 | 90.75 |  | In Service |  | 2031 |  | 2026-03-10 | 2026-03-23 10:47 | 90.75 | 90.75 | 61 | 90.75 | 90.75 | 61 | 90.75 | 90.75 | 61 | 90.75 | 90.75 | 61 | 90.75 | 90.75 | 61 | 90.75 | 0 | 0 | 0 | 0 | 0 | 0 | 0 | 0 | 0 | 0 | 0 | 0 | 0 | 0
1225 | Waubra |  | Pyrenees Wind Energy Developments | PYRENEES | VIC1 | 192 | 122501 | Waubra:1-15 | Wind | Onshore |  | WAUBRAWF | Significant Non-scheduled | 15 | 1.5 | 1.5 | 22.5 | 22.5 |  | In Service |  | 2034 |  | 2026-03-10 | 2026-06-04 21:25 | 22.5 | 22.5 | 0 | 22.5 | 22.5 | 0 | 22.5 | 22.5 | 0 | 22.5 | 22.5 | 0 | 22.5 | 22.5 | 0 | 22.5 | 22.5 | 0 | 22.5 | 22.5 | 0 | 22.5 | 22.5 | 0 | 22.5 | 22.5 | 0 | 22.5 | 22.5 | 0 | 0 | 0 | 0 | 0 | 0 | 0 | 0 | 0 | 0 | 0 | 0 | 0 | 0 | 0 | 0 | 0 | 0 | 0 | 0 | 0
1225 | Waubra |  | Pyrenees Wind Energy Developments | PYRENEES | VIC1 | 192 | 122502 | Waubra:16-77 | Wind | Onshore |  | WAUBRAWF | Significant Non-scheduled | 62 | 1.5 | 1.5 | 93 | 93 |  | In Service |  | 2034 |  | 2026-03-10 | 2026-06-04 21:25 | 93 | 93 | 0 | 93 | 93 | 0 | 93 | 93 | 0 | 93 | 93 | 0 | 93 | 93 | 0 | 93 | 93 | 0 | 93 | 93 | 0 | 93 | 93 | 0 | 93 | 93 | 0 | 0 |  | 0 | 0 | 0 | 0 | 0 | 0 | 0 | 0 | 0 | 0 | 0 | 0 | 0 | 0 | 0 | 0 | 0 | 0 | 0 | 0 | 0
1225 | Waubra |  | Pyrenees Wind Energy Developments | PYRENEES | VIC1 | 192 | 122503 | Waubra:78-128 | Wind | Onshore |  | WAUBRAWF | Significant Non-scheduled | 51 | 1.5 | 1.5 | 76.5 | 76.5 |  | In Service |  | 2034 |  | 2026-03-10 | 2026-06-04 21:25 | 76.5 | 76.5 | 0 | 76.5 | 76.5 | 0 | 76.5 | 76.5 | 0 | 76.5 | 76.5 | 0 | 76.5 | 76.5 | 0 | 76.5 | 76.5 | 0 | 76.5 | 76.5 | 0 | 76.5 | 76.5 | 0 | 76.5 | 76.5 | 0 | 0 | 0 | 0
2780 | Waubra BESS - KCI | V00156 | Acciona Energy Australia Global | acciona_NR | VIC1 | 200 | 278001 | waubrabe | Battery Storage | Lithium-ion |  |  | Scheduled | 1 |  | 200 |  | 200 | 400 | Publicly Announced | 2029-12-15 | 2049 |  | 2026-03-10 | 2026-03-20 09:43
3290 | Weasel Solar Farm |  | Alternate Path Solutions Pty Ltd | alternatepath_nr | TAS1 | 200 | 329001 | Weasel Solar Farm | Solar PV | Single Axis Tracking |  |  | Semi-scheduled | 62 | 4.2 | 4.2 | 260.4 | 260.4 |  | Publicly Announced | 2028-06-30 | 2057 |  |  | 2026-06-01 16:03
2913 | Wellington A-CAES | N00216 | Hydrostor Australia Holdings P/L | hydrostor_NR | NSW1 | 500 | 291301 | WTBS_GU1 | Battery Storage | Compressed Air |  |  | Scheduled | 4 | 125 | 125 | 500 | 500 | 4000 | Publicly Announced | 2032-12-31 | 2082 |  | 2026-03-10 | 2026-03-20 10:01
1960 | Wellington North Solar Farm | N00047 | Wellington North Solar Farm Pty Ltd | quintasenergy_NR | NSW1 | 330 | 196001 | WELNTH | Solar PV | Single Axis Tracking |  | WELNSF1 | Semi-scheduled | 104 | 4.1 | 4.2 | 426.4 | 436.8 |  | In Service |  | 2064 |  | 2026-12-05 | 2026-05-28 12:39 | 329.992 | 329.992 | 328.952 | 329.992 | 329.992 | 328.952 | 329.992 | 329.992 | 328.952 | 329.992 | 329.992 | 328.952 | 329.992 | 329.992 | 328.952 | 329.992 | 329.992 | 328.952 | 329.992 | 329.992 | 328.952 | 329.992 | 329.992 | 328.952 | 329.992 | 329.992 | 328.952
1515 | Wellington South Solar Farm |  | Wellington South Pty Ltd | quintasenergy_NR | NSW1 | 170 | 151502 | WELLSF1 | Solar PV | Single Axis Tracking |  | WELLSF1 | Semi-scheduled | 132 | 1.5 | 1.64 | 198 | 216.48 |  | In Service |  | 2051 |  | 2026-12-05 | 2026-05-28 12:55 | 169.884 | 168.3 | 160.38 | 169.884 | 168.3 | 160.38 | 169.884 | 168.3 | 160.38 | 169.884 | 168.3 | 160.38 | 169.884 | 168.3 | 160.38 | 169.884 | 168.3 | 160.38 | 169.884 | 168.3 | 160.38 | 169.884 | 168.3 | 160.38 | 169.884 | 168.3 | 160.38 | 169.884 | 168.3 | 160.38
1563 | Wemen Solar Farm |  | Wemen Asset Co Pty Ltd as Trustee to Wemen Solar Unit Trust | WEMENSF | VIC1 | 88 | 156301 | Wemen Solar Farm:Wemen Solar Farm 1 - 39 | Solar PV | Single Axis Tracking |  | WEMENSF1 | Semi-scheduled | 39 | 2.82 | 2.5 | 109.98 | 97.5 |  | In Service |  | 2049 |  | 2026-03-10 | 2026-04-28 17:48 | 87.984 | 85.527 | 82.368 | 87.984 | 85.527 | 82.368 | 87.984 | 85.527 | 82.368 | 87.984 | 85.527 | 82.368 | 87.984 | 85.527 | 82.368 | 87.984 | 85.527 | 82.368 | 87.984 | 85.527 | 82.368 | 87.984 | 85.527 | 82.368 | 87.984 | 85.527 | 82.368 | 87.984 | 85.527 | 82.368
1226 | West Illawarra Leagues Club |  | Western Suburbs Leagues Club | enel_NR | NSW1 | 1 | 122601 | WILC1 | Gas Turbine | Other | Diesel/ Fuel Oil | WESTILL1 | Non-scheduled | 2 |  | 0.72 |  | 1.44 |  | In Service |  | 2050 |  | 2025-12-01 | 2025-02-13 00:54
1227 | West Kiewa |  | AGL Hydro Partnership | SOUTHHYD | VIC1 | 68 | 122703 | WKIEWA1a | Hydro | Dam |  | WKIEWA1 | Scheduled | 1 |  | 17 |  | 17 |  | In Service |  | 2057 |  | 2026-03-10 | 2026-03-24 11:28 | 17 | 17 | 17 | 17 | 17 | 17 | 17 | 17 | 17 | 17 | 17 | 17 | 17 | 17 | 17 | 17 | 17 | 17 | 17 | 17 | 17 | 17 | 17 | 17 | 17 | 17 | 17 | 17 | 17 | 17
1227 | West Kiewa |  | AGL Hydro Partnership | SOUTHHYD | VIC1 | 68 | 122704 | WKIEWA1b | Hydro | Dam |  | WKIEWA1 | Scheduled | 1 |  | 17 |  | 17 |  | In Service |  | 2057 |  | 2026-03-10 | 2026-03-24 11:28 | 17 | 17 | 17 | 17 | 17 | 17 | 17 | 17 | 17 | 17 | 17 | 17 | 17 | 17 | 17 | 17 | 17 | 17 | 17 | 17 | 17 | 17 | 17 | 17 | 17 | 17 | 17 | 17 | 17 | 17
1227 | West Kiewa |  | AGL Hydro Partnership | SOUTHHYD | VIC1 | 68 | 122705 | WKIEWA2a | Hydro | Dam |  | WKIEWA1 | Scheduled | 1 |  | 17 |  | 17 |  | In Service |  | 2057 |  | 2026-03-10 | 2026-03-24 11:28 | 17 | 17 | 17 | 17 | 17 | 17 | 17 | 17 | 17 | 17 | 17 | 17 | 17 | 17 | 17 | 17 | 17 | 17 | 17 | 17 | 17 | 17 | 17 | 17 | 17 | 17 | 17 | 17 | 17 | 17
1227 | West Kiewa |  | AGL Hydro Partnership | SOUTHHYD | VIC1 | 68 | 122706 | WKIEWA2b | Hydro | Dam |  | WKIEWA1 | Scheduled | 1 |  | 17 |  | 17 |  | In Service |  | 2057 |  | 2026-03-10 | 2026-03-24 11:28 | 17 | 17 | 17 | 17 | 17 | 17 | 17 | 17 | 17 | 17 | 17 | 17 | 17 | 17 | 17 | 17 | 17 | 17 | 17 | 17 | 17 | 17 | 17 | 17 | 17 | 17 | 17 | 17 | 17 | 17
2000 | West Mokoan Solar Farm and BESS | V00105 | West Mokoan Solar Farm | lightsourcebp_NR | VIC1 | 300 | 200001 | WMDCBESS | Battery Storage | Lithium-ion |  |  | Scheduled | 112 | 7 | 2.67 | 784 | 299.04 | 1568 | Anticipated | 2029-07-02 | 2069 |  | 2026-12-05 | 2026-06-03 09:29 | 0 | 0 | 0 | 0 | 0 | 0 | 298.704 | 295.68 | 282.24 | 298.704 | 295.68 | 282.24 | 298.704 | 295.68 | 282.24 | 298.704 | 295.68 | 282.24 | 298.704 | 295.68 | 282.24 | 298.704 | 295.68 | 282.24 | 298.704 | 295.68 | 282.24 | 298.704 | 295.68 | 282.24 | 0 | 0 | 0 | 0 | 1448 | 1448 | 1375 | 1375 | 1340 | 1340 | 1311 | 1311 | 1285 | 1285 | 1261 | 1261 | 1240 | 1240 | 1220 | 1220
2000 | West Mokoan Solar Farm and BESS | V00105 | West Mokoan Solar Farm | lightsourcebp_NR | VIC1 | 300 | 200003 | WMSF | Solar PV | Single Axis Tracking |  |  | Scheduled | 112 | 3.3 | 3.58 | 369.6 | 400.96 |  | Anticipated | 2029-07-02 | 2069 |  | 2026-12-05 | 2026-06-03 09:29 | 0 | 0 | 0 | 0 | 0 | 0 | 0 | 0 | 0 | 300.048 | 297.024 | 283.472 | 300.048 | 592.7 | 283.472 | 300.048 | 592.7 | 283.472 | 300.048 | 592.7 | 283.472 | 300.048 | 592.7 | 283.472 | 300.048 | 592.7 | 283.472 | 300.048 | 592.7 | 283.472
1904 | West Wyalong Solar Farm |  | West Wyalong Fund Pty Ltd | quintasenergy_NR | NSW1 | 90 | 190402 | WWSFPV | Solar PV | Single Axis Tracking |  | WSTWYSF1 | Semi-scheduled | 29 | 3.72 | 3.63 | 107.88 | 105.27 |  | In Service |  | 2058 |  | 2026-12-05 | 2026-05-28 14:04 | 90.016 | 90.016 | 90.016 | 90.016 | 90.016 | 90.016 | 90.016 | 90.016 | 90.016 | 90.016 | 90.016 | 90.016 | 90.016 | 90.016 | 90.016 | 90.016 | 90.016 | 90.016 | 90.016 | 90.016 | 90.016 | 90.016 | 90.016 | 90.016 | 90.016 | 90.016 | 90.016
1966 | Western Downs Battery - Stage 1 And 2 |  | Western Downs BESS Pty Ltd as trustee for Western Downs BESS Trust | WDOWBESS | QLD1 | 510 | 196602 | WDBESS1 | Battery Storage | Lithium-ion |  | WDBESS1 | Scheduled | 140 | 1.93 | 1.82 | 270.2 | 254.8 | 509.6 | In Service |  | 2048 |  | 2026-12-05 | 2026-05-27 09:04 | 255 | 255 | 255 | 255 | 255 | 255 | 255 | 255 | 255 | 255 | 255 | 255 | 255 | 255 | 255 | 255 | 255 | 255 | 255 | 255 | 255 | 254.8 | 255 | 255 | 255 | 255 | 255 | 255 | 255 | 255 | 510 | 510 | 510 | 510 | 510 | 510 | 510 | 510 | 510 | 510 | 510 | 510 | 510 | 510 | 510 | 510 | 510 | 510 | 510 | 510
1966 | Western Downs Battery - Stage 1 And 2 |  | Western Downs BESS Pty Ltd as trustee for Western Downs BESS Trust | WDOWBESS | QLD1 | 510 | 196603 | WDBESS2 | Battery Storage | Lithium-ion |  | WDBESS2 | Scheduled | 140 | 1.93 | 1.82 | 270.2 | 254.8 | 509.6 | In Service |  | 2048 |  | 2026-12-05 | 2026-05-27 09:04 | 255 | 255 | 255 | 255 | 255 | 255 | 255 | 255 | 255 | 255 | 255 | 255 | 255 | 255 | 255 | 255 | 255 | 255 | 255 | 255 | 255 | 255 | 255 | 255 | 255 | 255 | 255 | 255 | 255 | 255 | 510 | 510 | 510 | 510 | 510 | 510 | 510 | 510 | 510 | 510 | 510 | 510 | 510 | 510 | 510 | 510 | 510 | 510 | 510 | 510
2011 | Western Downs Green Power Hub P/L |  | Western Downs Green Power Hub Pty Ltd | WDOWNS | QLD1 | 400 | 201101 | WDGPH | Solar PV | Single Axis Tracking |  | WDGPH1 | Semi-scheduled | 167 |  | 2.4 |  | 400.8 |  | In Service |  | 2046 |  | 2026-03-10 | 2026-03-30 15:35 | 399.965 | 399.965 | 394.955 | 399.965 | 399.965 | 394.955 | 399.965 | 399.965 | 394.955 | 399.965 | 399.965 | 394.955 | 399.965 | 399.965 | 394.955 | 399.965 | 399.965 | 394.955 | 399.965 | 399.965 | 394.955 | 399.965 | 399.965 | 394.955 | 399.965 | 399.965 | 394.955 | 399.965 | 399.965 | 394.955
1501 | Western Plains Wind Farm | T00011 | ARK Energy Corporation Pty Ltd | arkenergy_nr | TAS1 | 50.4 | 150101 | Western Plains Wind Farm | Wind | Onshore |  |  | Semi-scheduled | 12 |  | 4.2 |  | 50.4 |  | Publicly Announced |  |  |  | 2026-03-10 | 2025-03-13 01:18
2185 | Western Sydney Energy & Resource Recovery Centre | N00042 | Western Sydney Energy & Resource Recovery Centre |  | NSW1 | 58 | 218501 | WS_G1 | Other | Other |  |  | Scheduled | 1 |  | 58 |  | 58 |  | Publicly Announced |  |  |  | 2026-03-10 | 2023-01-19 18:23
2742 | Western Sydney Pumped Hydro Project |  | Zen Energy Retail Pty Ltd | zenenergy_NR | NSW1 | 830 | 274201 | WSPH_GU1 | Hydro | Pumped Hydro |  |  | Scheduled | 4 |  | 207.5 |  | 830 | 12000 | Publicly Announced | 2033-01-01 | 2084 |  | 2026-03-10 | 2026-04-01 14:57
3311 | Western Tables Wind Farm - KCI | V00205 |  |  | VIC1 | 1000 | 331101 | Western Tables Wind Farm | Wind | Onshore |  |  | Semi-scheduled | 1 |  | 1000 |  | 1000 |  | Publicly Announced |  |  |  |  | 2026-07-02 10:04
2391 | Whaleback Ridge Wind Farm - KCI | T00023 | West Coast Renewables Energy Pty Ltd |  | TAS1 | 288 | 239101 | WRWF_GU1 | Wind | Onshore |  |  | Semi-scheduled | 40 |  | 7.2 |  | 288 |  | Publicly Announced |  |  |  | 2026-03-10 | 2023-01-06 17:46
1662 | White Rock Solar Farm |  | Goldwind Australia Pty Ltd | goldwindaustralia_NR | NSW1 | 20 | 166201 | WRWSF1 | Solar PV | Fixed |  | WRSF1 | Semi-scheduled | 8 | 2.5 | 2.5 | 20 | 20 |  | In Service |  | 2043 |  | 2026-03-10 | 2026-05-25 15:34 | 20 | 20 | 20 | 20 | 20 | 20 | 20 | 20 | 20 | 20 | 20 | 20 | 20 | 20 | 20 | 20 | 20 | 20 | 20 | 20 | 20 | 20 | 20 | 20 | 20 | 20 | 20 | 20 | 20 | 20
1277 | White Rock Wind Farm - Stage 1 |  | CECEP Wind Power Australia Pty Ltd | WROCKWF | NSW1 | 172.5 | 127701 | White Rock Wind Farm - Stage 1:Stage 1 committed 1 | Wind | Onshore |  | WRWF1 | Semi-scheduled | 70 | 2.5 | 2.5 | 175 | 175 |  | In Service |  | 2038 |  | 2026-03-10 | 2026-05-12 08:15 | 172.48 | 172.48 | 172.48 | 172.48 | 172.48 | 172.48 | 172.48 | 172.48 | 172.48 | 172.48 | 172.48 | 172.48 | 172.48 | 172.48 | 172.48 | 172.48 | 172.48 | 172.48 | 172.48 | 172.48 | 172.48 | 172.48 | 172.48 | 172.48 | 172.48 | 172.48 | 172.48 | 172.48 | 172.48 | 172.48
1661 | White Rock Wind Farm - Stage 2 | N00011 | White Rock Wind Farm Pty Ltd | WROCKWF | NSW1 | 215 | 166101 | White Rock Wind Farm - Stage 2:Stage 2 uncommitted | Wind | Onshore |  |  | Semi-scheduled | 47 | 4.5 | 4.5 | 211.5 | 211.5 |  | Publicly Announced | 2028-03-31 | 2053 |  | 2026-12-05 | 2026-05-14 10:38
1407 | Whitsunday Solar Farm |  | Whitsunday Solar Farm Pty Ltd | WSUNDAY | QLD1 | 56 | 140701 | WSF:1-23 | Solar PV | Single Axis Tracking |  | WHITSF1 | Semi-scheduled | 23 |  | 2.5 |  | 57.5 |  | In Service |  | 2048 |  | 2026-03-10 | 2025-12-11 14:47 | 56.005 | 54.901 | 54.119 | 56.005 | 54.901 | 54.119 | 56.005 | 54.901 | 54.119 | 56.005 | 54.901 | 54.119 | 56.005 | 54.901 | 54.119 | 56.005 | 54.901 | 54.119 | 56.005 | 54.901 | 54.119 | 56.005 | 54.901 | 54.119 | 56.005 | 54.901 | 54.119
1229 | Whitwood Road |  | LMS Energy Pty Ltd | LMS_NR | QLD1 | 0.5 | 122901 | GM1 | Gas Turbine | Other | Landfill Gas | WHIT1 | Non-scheduled | 1 |  | 0.5 |  | 0.5 |  | In Service |  | 2052 |  | 2026-12-05 | 2026-05-21 22:12
1229 | Whitwood Road |  | LMS Energy Pty Ltd | LMS_NR | QLD1 | 0.5 | 122903 | GM2 | Other | Other |  |  | Non-scheduled | 1 |  | 1.1 |  | 1.1 |  | Publicly Announced | 2027-01-01 | 2052 |  | 2026-12-05 | 2026-05-21 22:12
1229 | Whitwood Road |  | LMS Energy Pty Ltd | LMS_NR | QLD1 | 0.5 | 122903 | GM3 | Other | Other |  |  | Non-scheduled | 1 |  | 0.7 |  | 0.7 |  | Publicly Announced |  | 2052 |  | 2026-12-05 | 2026-05-21 22:12
2314 | Whyalla BESS - KCI | S00029 | Aquila Capital | aquila-capital_NR | SA1 | 100 | 231401 | WBS_GU1 | Battery Storage | Lithium-ion |  |  | Scheduled | 40 | 3.6 | 3.6 | 144 | 144 | 288 | Publicly Announced | 2029-07-02 | 2059 |  | 2026-03-10 | 2026-06-17 09:05
1285 | Whyte Yarcowie |  | WP Renewables Ltd | windprospect_NR | SA1 | 539 | 128501 | Whyte Yarcowie Wind Farm | Wind | Onshore |  |  | Semi-scheduled | 37 | 7.8 | 7.8 | 288.6 | 288.6 |  | Publicly Announced | 2030-01-01 | 2065 |  | 2026-03-10 | 2026-06-02 14:39
1285 | Whyte Yarcowie |  | WP Renewables Ltd | windprospect_NR | SA1 | 539 | 128502 | Whyte Yarcowie BESS | Battery Storage | Lithium-ion |  |  | Scheduled | 80 | 3.13 | 3.13 | 250.4 | 250.4 | 1000 | Publicly Announced | 2030-01-01 | 2065 |  | 2026-03-10 | 2026-06-02 14:39
1320 | Wilga Park Power Station A |  | Santos | NARRABRI | NSW1 |  | 132001 | Wilga Park Power Station A:1-4 | Gas Turbine | Other | Natural Gas |  | Non-scheduled | 4 |  | 1 |  | 4 |  | In Service |  |  |  | 2022-03-01 | 2018-05-22 14:53
1320 | Wilga Park Power Station A |  | Santos | NARRABRI | NSW1 |  | 132002 | Wilga Park Power Station A:5-6 | Gas Turbine | Other | Natural Gas |  | Non-scheduled | 2 |  | 3 |  | 6 |  | In Service |  |  |  | 2022-03-01 | 2018-05-22 14:53
1346 | Wilga Park Power Station B |  | Santos | NARRABRI | NSW1 |  | 134601 | Wilga Park Power Station B:7-8 | Gas Turbine | Other | Natural Gas |  | Non-scheduled | 2 |  | 3 |  | 6 |  | In Service |  |  |  | 2022-03-01 | 2018-05-22 14:55
1286 | Willatook | V00050 | Wind Prospect WA Pty Ltd | windprospect_NR | VIC1 | 450 | 128602 | Willatook Wind Farm BESS | Battery Storage | Lithium-ion |  |  | Scheduled | 132 | 1.5 | 1.5 | 198 | 198 | 396 | Publicly Announced | 2027-08-01 | 2065 |  | 2026-03-10 | 2026-03-25 14:44
1286 | Willatook | V00050 | Wind Prospect WA Pty Ltd | windprospect_NR | VIC1 | 450 | 128603 | Willatook Wind Farm | Wind | Onshore |  |  | Semi-scheduled | 52 | 7.2 | 7.2 | 374.4 | 374.4 |  | Publicly Announced | 2027-08-01 | 2065 |  | 2026-03-10 | 2026-03-25 14:44
2428 | Willavale BESS |  | X-Elio Willavale Park Trust | x-elio_NR | NSW1 | 300 | 242801 | WVBS_GU1 | Battery Storage | Lithium-ion |  |  | Scheduled | 1 |  | 300 |  | 300 | 600 | Publicly Announced |  |  |  | 2026-03-10 | 2025-03-13 23:46
2427 | Willavale Solar Farm | N00126 | X-Elio Australia Pty Ltd | x-elio_NR | NSW1 | 50 | 242701 | WVSF_GU1 | Solar PV | Fixed |  |  | Semi-scheduled | 1 |  | 50 |  | 50 |  | Publicly Announced |  |  |  | 2026-03-10 | 2025-03-17 20:03
1230 | William Hovel |  | Pacific Hydro Investments Pty Ltd | pacificblue_nr | VIC1 | 1.5 | 123001 | WILLHOV1 | Hydro | Run of River |  | WILLHOV1 | Non-scheduled | 1 |  | 1.8 |  | 1.8 |  | In Service |  | 2044 |  | 2026-03-10 | 2026-05-21 13:52
2525 | Williamsdale BESS |  | Williamsdale BESS Project Co Pty Ltd as trustee for Williamsdale BESS Project Trust | ekuenergy_nr | NSW1 | 250 | 252501 | WDBS_GU1 | Battery Storage | Lithium-ion |  |  | Scheduled | 136 | 1.93 | 1.93 | 262.48 | 262.48 | 523.6 | Committed* | 2026-09-23 | 2046 |  | 2026-12-05 | 2026-05-28 13:49 | 250 | 250 | 250 | 250 | 250 | 250 | 250 | 250 | 250 | 250 | 250 | 250 | 250 | 250 | 250 | 250 | 250 | 250 | 250 | 250 | 250 | 250 | 250 | 250 | 250 | 250 | 250 | 250 | 250 | 250 | 524 | 524 | 524 | 490 | 490 | 477 | 477 | 467 | 467 | 456 | 456 | 448 | 448 | 440 | 440 | 432 | 432 | 427 | 427 | 421
1231 | Willogoleche Wind Farm |  | Willogoleche Power Pty Ltd | WGWF | SA1 | 119.76 | 123102 | WGW26-32 | Wind | Onshore |  | WGWF1 | Semi-scheduled | 7 |  | 3.83 |  | 26.81 |  | In Service |  | 2043 |  | 2026-03-10 | 2026-04-02 13:46 | 26.01 | 26.01 | 0 | 26.01 | 26.01 | 0 | 26.01 | 26.01 | 0 | 26.01 | 26.01 | 0 | 26.01 | 26.01 | 0 | 26.01 | 26.01 | 0 | 26.01 | 26.01 | 0 | 26.01 | 26.01 | 0 | 26.01 | 26.01 | 0 | 26.01 | 26.01 | 0
1231 | Willogoleche Wind Farm |  | Willogoleche Power Pty Ltd | WGWF | SA1 | 119.76 | 123104 | WGWF1-25 | Wind | Onshore |  | WGWF1 | Semi-scheduled | 25 |  | 3.83 |  | 95.75 |  | In Service |  | 2043 |  | 2026-03-10 | 2026-04-02 13:46 | 95.75 | 95.75 | 0 | 95.75 | 95.75 | 0 | 95.75 | 95.75 | 0 | 95.75 | 95.75 | 0 | 95.75 | 95.75 | 0 | 95.75 | 95.75 | 0 | 95.75 | 95.75 | 0 | 95.75 | 95.75 | 0 | 95.75 | 95.75 | 0 | 95.75 | 95.75 | 0
3280 | Willogoleche Wind Farm 2 |  | ENGIE | engie_NR | SA1 | 120 | 328001 | WGWF2 | Wind | Onshore |  |  | Semi-scheduled | 20 | 6 | 6 | 120 | 120 |  | Publicly Announced | 2029-09-30 | 2064 |  |  | 2026-05-19 10:56
2803 | Wimmera Plains BESs |  | BayWA r.e Projects Australia Pty Ltd | baywa-re_NR | VIC1 | 100 | 280301 | WPBS_GU1 | Battery Storage | Lithium-ion |  |  | Scheduled | 1 |  | 100 |  | 100 | 400 | Publicly Announced |  |  |  | 2026-03-10 | 2025-12-16 14:52
3089 | Wimmera Plains Energy Facility |  | BayWA r.e Projects Australia Pty Ltd | baywa-re_NR | VIC1 | 182.4 | 308901 | WPWF_GU1 | Wind | Onshore |  |  | Semi-scheduled | 32 |  | 5.56 |  | 177.92 |  | Publicly Announced |  |  |  | 2026-03-10 | 2025-12-16 14:48
3262 | Wimmera Plains Energy Facility Stage 2 - KCI | V00201 | BayWa r.e. Australia Pty Ltd | baywa-re_NR | VIC1 | 130 | 326201 | Wimmera Plains Energy Facility Stage 2 | Wind | Onshore |  |  | Semi-scheduled | 1 |  | 130 |  | 130 |  | Publicly Announced |  |  |  | 2026-03-10 | 2026-04-08 09:30
2355 | Wimmera Plains Wind Farm - KCI |  | Wimmera Plains Energy Facility Pty Ltd | baywa-re_NR | VIC1 | 312 | 235501 | WWF_GU1 | Wind | Onshore |  |  | Semi-scheduled | 52 |  | 6 |  | 312 |  | Publicly Announced |  | 2057 |  | 2026-12-05 | 2025-07-15 01:31
3272 | Wimpole BESS - KCI | V00196 | AMPYR Energy | ampyrenergy_nr | VIC1 | 220 | 327201 | Wimpole BESS | Battery Storage | Lithium-ion |  |  | Scheduled | 1 |  | 220 |  | 220 |  | Publicly Announced |  |  |  | 2026-03-10 | 2026-04-08 11:09
2357 | Winchelsea Gas Turbines - KCI | V00028 | APA Power Holdings Pty Ltd | apa_NR | VIC1 | 220 | 235701 | WGT_GU1 | Gas Turbine | OCGT | Other |  | Scheduled | 1 |  | 220 |  | 220 |  | Publicly Announced | 2033-01-03 | 2045 |  | 2026-12-05 | 2026-05-19 10:23
1232 | Windy Hill |  | Ratch Australia | TOORAWF | QLD1 | 12 | 123201 | Windy Hill:1-20 | Wind | Onshore |  | WHILL1 | Non-scheduled | 20 |  | 0.6 |  | 12 |  | In Service |  | 2030 |  | 2026-03-10 | 2026-05-19 13:44
1234 | Wingfield 1 |  | EDL LFG SA Pty Ltd | EDLLFGS | SA1 | 5 | 123401 | Wingfield 1:Units 1-4 | Other | Other | Landfill Gas |  | Non-scheduled | 4 |  | 1.03 |  | 4.12 |  | In Service |  | 2035 |  | 2026-03-10 | 2026-03-31 13:06
1324 | Wingfield 2 |  | EDL LFG SA Pty Ltd | EDLLFGS | SA1 | 5 | 132401 | Wingfield 2:1-4 | Other | Other | Landfill Gas |  | Non-scheduled | 4 |  | 1.03 |  | 4.12 |  | In Service |  | 2030 |  | 2026-03-10 | 2026-03-27 16:03
1868 | Winterbourne Wind Farm |  | WinterbourneWind Pty Ltd | vestas_NR | NSW1 | 731.6 | 186801 | WTRBWTG1 | Wind | Onshore |  |  | Semi-scheduled | 118 | 6.2 | 6.2 | 731.6 | 731.6 |  | Publicly Announced | 2031-12-31 | 2062 |  | 2026-12-05 | 2026-05-05 18:35
2781 | Winton BESS | V00159 | AE BESS 10 as Trustee for AE BESS 10 Unit Trust | avenisenergy_NR | VIC1 | 120 | 278101 | wintonbe | Battery Storage | Lithium-ion |  |  | Scheduled | 1 |  | 120 |  | 120 | 480 | Publicly Announced |  |  |  | 2026-03-10 | 2026-03-10 13:37
1984 | Winton Energy Reserve 1 | V00145 | Lochard Energy | lochardenergy_NR | VIC1 | 400 | 198402 | COBS_GU1 | Battery Storage | Lithium-ion |  |  | Scheduled | 1 |  | 200 |  | 200 | 400 | Publicly Announced |  |  |  | 2026-03-10 | 2026-03-31 14:03
1984 | Winton Energy Reserve 1 | V00145 | Lochard Energy | lochardenergy_NR | VIC1 | 400 | 198404 | ReGAS | Gas Turbine | Other | Natural Gas |  | Scheduled | 1 |  | 200 |  | 200 |  | Publicly Announced |  | 2050 |  | 2026-03-10 | 2026-03-31 14:03
3038 | Winton North Solar Farm |  | EE Solar 12 Pty Ltd as trustee for the EE Solar 12 Trust | europeanenergy_nr | VIC1 | 100 | 303801 | WNSF_GU1 | Solar PV | Fixed |  |  | Semi-scheduled | 1 | 102 | 100 | 102 | 100 |  | Anticipated | 2027-04-30 | 2057 |  | 2026-12-05 | 2026-05-20 15:21 | 0 | 0 | 0 | 93 | 100 | 100 | 93 | 100 | 100 | 93 | 100 | 100 | 93 | 100 | 100 | 93 | 100 | 100 | 93 | 100 | 100 | 93 | 100 | 100 | 93 | 100 | 100 | 93 | 100 | 100
3260 | Winton Renewable Energy Storage and Stability Terminal (WRESST) | V00197 | Winton Renewable Energy Stability and Storage Terminal Pty Ltd |  | VIC1 | 400 | 326001 | Winton Renewable Energy Storage and Stability Term | Battery Storage | Lithium-ion |  |  | Scheduled | 1 |  | 400 |  | 400 |  | Publicly Announced |  |  |  | 2026-03-10 | 2026-04-15 12:41
1674 | Winton Solar Farm |  | Winton Asset Co. Pty Ltd as Trustee of the Winton Asset Trust | WINTONSF | VIC1 | 85 | 167401 | Winton Solar Farm:1 | Solar PV | Single Axis Tracking |  | WINTSF1 | Semi-scheduled | 1 | 85 | 85 | 85 | 85 |  | In Service |  | 2051 |  | 2026-03-10 | 2026-03-20 18:06 | 85 | 85 | 84.99 | 85 | 85 | 84.99 | 85 | 85 | 84.99 | 85 | 85 | 84.99 | 85 | 85 | 84.99 | 85 | 85 | 84.99 | 85 | 85 | 84.99 | 85 | 85 | 84.99 | 85 | 85 | 84.99 | 85 | 85 | 84.99
1235 | Wivenhoe |  | CleanCo Queensland Limited | CLEANCO | QLD1 | 570 | 123501 | Wivenhoe 1 | Hydro | Pumped Hydro |  | W/HOE#1 | Scheduled | 1 |  | 285 |  | 285 | 3000 | In Service |  | 2084 |  | 2026-03-10 | 2026-03-27 10:25 | 285 | 285 | 285 | 285 | 285 | 285 | 285 | 285 | 285 | 285 | 285 | 285 | 285 | 285 | 285 | 285 | 285 | 285 | 285 | 285 | 285 | 285 | 285 | 285 | 285 | 285 | 285 | 285 | 285 | 285 | 3000 | 3000 | 3000 | 3000 | 3000 | 3000 | 3000 | 3000 | 3000 | 3000 | 3000 | 3000 | 3000 | 3000 | 3000 | 3000 | 3000 | 3000 | 3000 | 3000
1235 | Wivenhoe |  | CleanCo Queensland Limited | CLEANCO | QLD1 | 570 | 123502 | Wivenhoe:2 | Hydro | Pumped Hydro |  | W/HOE#2 | Scheduled | 1 |  | 285 |  | 285 | 3000 | In Service |  | 2084 |  | 2026-03-10 | 2026-03-27 10:25 | 285 | 285 | 285 | 285 | 285 | 285 | 285 | 285 | 285 | 285 | 285 | 285 | 285 | 285 | 285 | 285 | 285 | 285 | 285 | 285 | 285 | 285 | 285 | 285 | 285 | 285 | 285 | 285 | 285 | 285 | 3000 | 3000 | 3000 | 3000 | 3000 | 3000 | 3000 | 3000 | 3000 | 3000 | 3000 | 3000 | 3000 | 3000 | 3000 | 3000 | 3000 | 3000 | 3000 | 3000
2709 | Wodonga BESS | V00151 | IBERDROLA AUSTRALIA DEVELOPMENT PTY LIMITED | iberdrola_NR | VIC1 | 250 | 270901 | Wodonga | Battery Storage | Lithium-ion |  |  | Scheduled | 1 |  | 250 |  | 250 | 500 | Publicly Announced |  |  |  | 2026-12-05 | 2026-05-26 14:34
1996 | Wodonga Solar Farm |  | Wodonga Solar Power | wodongasolar_NR | VIC1 | 65 | 199601 | Wdnga_U1 | Solar PV | Single Axis Tracking |  |  | Semi-scheduled | 19 |  | 4 |  | 76 |  | Publicly Announced |  |  |  | 2026-03-10 | 2023-02-24 20:55
2769 | Wollar BESS | N00171 | Wollar Solar Finance Pty Ltd. |  | NSW1 | 300 | 276901 | WRBS_GU1 | Battery Storage | Lithium-ion |  |  | Scheduled | 150 |  | 2 |  | 300 |  | Publicly Announced |  |  |  | 2026-03-10 | 2024-07-03 01:22
1716 | Wollar Solar Farm |  | Wollar Solar Development Pty Ltd | bjeiaustralia_NR | NSW1 | 280 | 171601 | Wollar | Solar PV | Single Axis Tracking |  | WOLARSF1 | Semi-scheduled | 1 | 280 | 280 | 280 | 280 |  | In Service | 2025-11-21 | 2054 |  | 2026-03-10 | 2026-03-12 14:52 | 280 | 280 | 280 | 280 | 280 | 280 | 280 | 280 | 280 | 280 | 280 | 280 | 280 | 280 | 280 | 280 | 280 | 280 | 280 | 280 | 280 | 280 | 280 | 280 | 280 | 280 | 280 | 280 | 280 | 280
1238 | Wollert |  | LMS Energy Pty Ltd | LMSENE | VIC1 | 7.7 | 123801 | GM1-7 | Gas Turbine | Other | Landfill Gas |  | Non-scheduled | 7 |  | 1.12 |  | 7.84 |  | In Service |  | 2044 |  | 2026-03-10 | 2026-04-07 20:05
2358 | Wollert Gas Turbine - KCI | V00023 | APA Power Holdings Pty Ltd | apa_NR | VIC1 | 600 | 235801 | WGT_GU1 | Gas Turbine | OCGT | Other |  | Scheduled | 1 |  | 600 |  | 600 |  | Publicly Announced | 2035-01-01 | 2045 |  | 2026-12-05 | 2026-05-19 10:25
2810 | Wombelano Wind Farm |  | Wind Projects Australia Project 1 Pty Ltd | feraaustralia_nr | VIC1 | 25 | 281001 | WWF_GU1 | Wind | Onshore |  |  | Semi-scheduled | 3 |  | 7.8 |  | 23.4 |  | Publicly Announced | 2030-01-01 | 2060 |  | 2026-12-05 | 2026-05-22 16:31
2810 | Wombelano Wind Farm |  | Wind Projects Australia Project 1 Pty Ltd | feraaustralia_nr | VIC1 | 25 | 281002 | WWF_GU2 | Battery Storage | Lithium-ion |  |  | Scheduled | 2 | 5 | 5 | 10 | 10 | 35.6 | Publicly Announced | 2029-01-01 | 2060 |  | 2026-12-05 | 2026-05-22 16:31
2818 | Wongalea BESS | N00187 | Eku Energy Projects (Australia) Pty Ltd as trustee for the Eku Energy Projects Australia Trust | ekuenergy_nr | NSW1 | 300 | 281801 | WOBS_GU1 | Battery Storage | Lithium-ion |  |  | Scheduled | 288 | 1.21 | 1.21 | 348.48 | 348.48 | 1391.04 | Publicly Announced | 2029-06-30 | 2049 |  | 2026-03-10 | 2026-03-30 15:16
1239 | Wonthaggi Wind Farm |  | Regional Wind Farms Pty Ltd | edlenergy_NR | VIC1 | 12 | 123901 | Wonthaggi Wind Farm:1-6 | Wind | Onshore |  | WONWP | Non-scheduled | 6 | 2 | 2 | 12 | 12 |  | In Service |  | 2040 |  | 2026-03-10 | 2026-03-27 16:14
2561 | Wooderson Solar Farm | Q00109 | Wooderson Solar Development Company Pty Ltd | res-group_NR | QLD1 | 450 | 256101 | WSF_GU1 | Solar PV | Single Axis Tracking |  |  | Semi-scheduled | 168 | 2.7 | 2.7 | 453.6 | 453.6 |  | Publicly Announced | 2030-12-31 | 2060 |  | 2026-03-10 | 2026-05-25 17:56
1941 | Woodland BESS | N00053 | Risen Energy (Australia) Pty Ltd | risenenergy_NR | NSW1 | 250 | 194101 | DarlBESS | Battery Storage | Lithium-ion |  |  | Scheduled | 1 | 250 | 250 | 250 | 250 | 1000 | Publicly Announced | 2029-12-31 | 2060 |  | 2026-03-10 | 2026-05-20 09:57
1241 | Woodlawn Bioreactor Energy Generation |  | Veolia Environmental Services Aust P/L | VESTTGEN | NSW1 | 7.46 | 124101 | Woodlawn Bioreactor Energy Generation:1-7 | Other | Other | Biofuel/Biomass | WDLNGN01 | Non-scheduled | 7 |  | 1.07 |  | 7.49 |  | In Service |  | 2100 |  | 2026-03-10 | 2026-03-11 08:43
1240 | Woodlawn Wind Farm |  | Woodlawn Wind Pty Ltd | WOODLAWN | NSW1 | 48.3 | 124001 | Woodlawn Wind Farm:Turbines 1-23 | Wind | Onshore |  | WOODLWN1 | Semi-scheduled | 23 | 2.1 | 2.1 | 48.3 | 48.3 |  | In Service |  | 2041 |  | 2026-03-10 | 2026-06-17 15:36 | 48.3 | 48.3 | 48.3 | 48.3 | 48.3 | 48.3 | 48.3 | 48.3 | 48.3 | 48.3 | 48.3 | 48.3 | 48.3 | 48.3 | 48.3 | 48.3 | 48.3 | 48.3 | 48.3 | 48.3 | 48.3 | 48.3 | 48.3 | 48.3 | 48.3 | 48.3 | 48.3 | 48.3 | 48.3 | 48.3
1242 | Woolnorth Studland Bay / Bluff Point |  | Woolnorth Wind Farm Finance Pty Ltd | HTWIND | TAS1 | 138 | 124201 | Woolnorth Studland Bay / Bluff Point:Bluff Point 1 | Wind | Onshore |  | WOOLNTH1 | Significant Non-scheduled | 6 |  | 1.75 |  | 10.5 |  | In Service |  | 2050 |  | 2026-12-05 | 2026-06-04 11:24
1242 | Woolnorth Studland Bay / Bluff Point |  | Woolnorth Wind Farm Finance Pty Ltd | HTWIND | TAS1 | 138 | 124202 | Woolnorth Studland Bay / Bluff Point:Bluff Point 2 | Wind | Onshore |  | WOOLNTH1 | Significant Non-scheduled | 30 |  | 1.75 |  | 52.5 |  | In Service |  | 2050 |  | 2026-12-05 | 2026-06-04 11:24
1242 | Woolnorth Studland Bay / Bluff Point |  | Woolnorth Wind Farm Finance Pty Ltd | HTWIND | TAS1 | 138 | 124203 | Woolnorth Studland Bay / Bluff Point:Studland Bay | Wind | Onshore |  | WOOLNTH1 | Significant Non-scheduled | 25 |  | 3 |  | 75 |  | In Service |  | 2050 |  | 2026-12-05 | 2026-06-04 11:24
1961 | Woolooga BESS | Q00029 | Woolooga BESS Fund Pty Limited as trustee for the Woolooga BESS Trust | lightsourcebp_NR | QLD1 | 222 | 196101 | WoolBESS | Battery Storage | Lithium-ion |  | WOOLES1 | Scheduled | 64 | 4.39 | 4.39 | 280.96 | 280.96 | 593.28 | Committed | 2026-09-30 | 2051 |  | 2026-12-05 | 2026-05-29 17:07 | 0 | 222.016 | 222.016 | 222.016 | 222.016 | 222.016 | 222.016 | 222.016 | 222.016 | 222.016 | 222.016 | 222.016 | 222.016 | 222.016 | 222.016 | 222.016 | 222.016 | 222.016 | 222.016 | 222.016 | 222.016 | 222.016 | 222.016 | 222.016 | 222.016 | 222.016 | 222.016 | 222.016 | 222.016 | 222.016 | 0 | 591 | 591 | 582 | 582 | 573 | 573 | 547 | 547 | 539 | 539 | 531 | 531 | 523 | 523 | 515 | 515 | 508 | 508 | 500
2872 | Woolooga BESS - KCI | Q00193 | Elements Green Australia Pty Ltd |  | QLD1 | 400 | 287201 | WLBS_GU1 | Battery Storage | Lithium-ion |  |  | Scheduled | 1 |  | 400 |  | 400 |  | Publicly Announced |  |  |  | 2026-03-10 | 2024-10-13 23:06
1672 | Woolooga Solar Farm |  | Woolooga Fund Pty Ltd | quintasenergy_NR | QLD1 | 176 | 167202 | Woolooga Solar Farm | Solar PV | Single Axis Tracking |  | WOOLGSF1 | Semi-scheduled | 89 | 2.4 | 2.5 | 213.6 | 222.5 |  | In Service |  | 2058 |  | 2026-12-05 | 2026-05-28 14:05 | 176.042 | 176.042 | 175.152 | 176.042 | 176.042 | 175.152 | 176.042 | 176.042 | 175.152 | 176.042 | 176.042 | 175.152 | 176.042 | 176.042 | 175.152 | 176.042 | 176.042 | 175.152 | 176.042 | 176.042 | 175.152 | 176.042 | 176.042 | 175.152 | 176.042 | 176.042 | 175.152
1243 | Woolsthorpe Wind Farm |  | Woolsthorpe Wind Farm Pty Ltd | icapartners_NR | VIC1 | 70 | 124301 | GE 6 | Wind | Onshore |  |  | Semi-scheduled | 12 |  | 6 |  | 72 |  | Anticipated | 2028-09-20 | 2063 |  | 2026-12-05 | 2026-05-14 16:51 | 0 | 0 | 0 | 0 | 0 | 0 | 72 | 72 | 72 | 72 | 72 | 72 | 72 | 72 | 72 | 72 | 72 | 72 | 72 | 72 | 72 | 72 | 72 | 72 | 72 | 72 | 72 | 72 | 72 | 72
2873 | Woonga Creek BESS | Q00184 | Lightsource BP | lightsourcebp_NR | QLD1 | 350 | 287301 | WCBESS | Battery Storage | Lithium-ion |  |  | Scheduled | 1 | 471.5 | 350 | 471.5 | 350 | 1300 | Publicly Announced | 2029-07-02 | 2055 |  | 2026-12-05 | 2026-05-29 16:24
1876 | Wooreen Energy Storage System | V00122 | EnergyAustralia Holdings Limited | EASTENGY | VIC1 | 350 | 187602 | Wooreen ESS | Battery Storage | Lithium-ion |  |  | Scheduled | 112 | 3.13 | 3.13 | 350.56 | 350.56 | 1400 | Committed | 2027-08-20 | 2047 |  | 2026-12-05 | 2026-05-22 08:49 | 0 | 0 | 0 | 0 | 350 | 350 | 350 | 350 | 350 | 350 | 350 | 350 | 350 | 350 | 350 | 350 | 350 | 350 | 350 | 350 | 350 | 350 | 350 | 350 | 350 | 350 | 350 | 350 | 350 | 350 | 0 | 0 | 0 | 1400 | 1400 | 1400 | 1400 | 1400 | 1400 | 1400 | 1400 | 1400 | 1400 | 1400 | 1400 | 1400 | 1400 | 1400 | 1400 | 1400
2001 | Wooroora Station Wind Farm | Q00012 | ARK Energy Corporation Pty Ltd | arkenergy_nr | QLD1 | 252 | 200102 | WOO_1 | Wind | Onshore |  |  | Semi-scheduled | 52 |  | 6.2 |  | 322.4 |  | Publicly Announced |  |  |  | 2026-12-05 | 2025-03-13 01:19
1929 | Wunghnu Solar Farm |  | Wunghnu Solar Farm Pty Ltd | quintasenergy_NR | VIC1 | 75 | 192903 | WUNUSF | Solar PV | Single Axis Tracking |  | WUNUSF1 | Semi-scheduled | 34 | 2.6 | 2.75 | 88.4 | 93.5 |  | In Commissioning | 2025-03-15 | 2065 |  | 2026-12-05 | 2026-05-28 14:05 | 75.004 | 75.004 | 60.282 | 75.004 | 75.004 | 60.282 | 75.004 | 75.004 | 60.282 | 75.004 | 75.004 | 60.282 | 75.004 | 75.004 | 60.282 | 75.004 | 75.004 | 60.282 | 75.004 | 75.004 | 60.282 | 75.004 | 75.004 | 60.282 | 75.004 | 75.004 | 60.282
2560 | Wurdong BESS | Q00110 | Wurdong ProjectCo Pty Ltd | akayshaenergy_NR | QLD1 | 405 | 256001 | WBS_GU1 | Battery Storage | Lithium-ion |  |  | Scheduled | 104 | 3.85 | 3.89 | 400.4 | 404.56 | 1620.32 | Publicly Announced | 2029-06-29 | 2055 |  | 2026-03-10 | 2026-05-25 10:44
3117 | Wyaga Solar Farm and BESS |  | Energy Estate | energyestate_NR | QLD1 | 500 | 311701 | WGBS_GU1 | Battery Storage | Lithium-ion |  |  | Scheduled | 1 |  | 500 |  | 500 | 2000 | Publicly Announced |  |  |  | 2026-03-10 | 2025-10-09 17:47
3117 | Wyaga Solar Farm and BESS |  | Energy Estate | energyestate_NR | QLD1 | 500 | 311702 | WGSF_GU1 | Solar PV | Fixed |  |  | Semi-scheduled | 1 |  | 500 |  | 500 |  | Publicly Announced |  |  |  | 2026-03-10 | 2025-10-09 17:47
1865 | Wyalong Solar Farm |  | Wyalong Solar Farm Pty Ltd as the trustee for the Wyalong Solar Farm Unit Trust | ox2_NR | NSW1 | 53 | 186502 | WYASF | Solar PV | Single Axis Tracking |  | WYASF1 | Semi-scheduled | 38 | 2.13 | 1.64 | 80.94 | 62.32 |  | In Service |  | 2057 |  | 2026-03-10 | 2026-03-23 17:32 | 53.01 | 53.01 | 53.01 | 53.01 | 53.01 | 53.01 | 53.01 | 53.01 | 53.01 | 53.01 | 53.01 | 53.01 | 53.01 | 53.01 | 53.01 | 53.01 | 53.01 | 53.01 | 53.01 | 53.01 | 53.01 | 53.01 | 53.01 | 53.01 | 53.01 | 53.01 | 53.01 | 53.01 | 53.01 | 53.01
1254 | Wyangala A |  | Hydro Power Pty Ltd | lowlynn_NR | NSW1 |  | 125401 | Wyangala A:1 | Hydro | Dam |  | WYANGALA | Non-scheduled | 1 |  | 20 |  | 20 |  | In Service |  |  |  | 2026-03-10 | 2018-05-17 12:58
1255 | Wyangala B |  | AGL | lowlynn_NR | NSW1 |  | 125501 | Wyangala B:1 | Hydro | Dam |  | WYANGALB | Non-scheduled | 1 |  | 4 |  | 4 |  | In Service |  |  |  | 2026-03-10 | 2018-05-17 12:59
2383 | X-Elio - Sixteen Mile SF BESS | Q00060 | The Trustee for X-ELIO SIXTEEN MILE TRUST | x-elio_NR | QLD1 | 350 | 238301 | SMBS_GU1 | Solar PV | Single Axis Tracking |  |  | Semi-scheduled | 1 |  | 350 |  | 350 |  | Publicly Announced |  |  |  | 2026-03-10 | 2025-03-13 23:44
2462 | Yabulu BESS | Q00003 | Yabulu BESS Pty Ltd | wirsol_NR | QLD1 | 200 | 246201 | YBB_1 | Battery Storage | Lithium-ion |  |  | Scheduled | 1 |  | 200 |  | 200 | 400 | Anticipated | 2027-11-26 | 2050 |  | 2026-12-05 | 2026-01-22 14:49 | 0 | 0 | 0 | 0 | 200 | 200 | 200 | 200 | 200 | 200 | 200 | 200 | 200 | 200 | 200 | 200 | 200 | 200 | 200 | 200 | 200 | 200 | 200 | 200 | 200 | 200 | 200
2290 | Yabulu Solar Farm | Q00034 | Tag Energy Australia Pty Ltd | tagenergy_nr | QLD1 | 200 | 229001 | YSF_GU1 | Solar PV | Single Axis Tracking |  |  | Semi-scheduled | 55 | 4.4 | 3.6 | 242 | 198 |  | Publicly Announced | 2029-12-28 | 2063 |  | 2026-12-05 | 2026-05-22 10:19
2938 | Yabulu South BESS |  | Yabulu South BESS Pty Ltd | trinasolar_nr | QLD1 | 200 | 293801 | YSBS_GU1 | Battery Storage | Lithium-ion |  |  | Scheduled | 1 | 302 | 200 | 302 | 200 | 800 | Publicly Announced | 2028-12-31 | 2046 |  | 2026-03-10 | 2026-03-31 17:05
2783 | Yadnarie Solar Farm | S00057 | AGL Energy Limited | agl_nr | SA1 | 192 | 278301 | YNSF_GU1 | Solar PV | Fixed |  |  | Semi-scheduled | 32 |  | 6 |  | 192 |  | Publicly Announced |  |  |  | 2026-03-10 | 2026-03-24 09:52
1247 | Yallourn W |  | EnergyAustralia Yallourn Pty Ltd | EASTENGY | VIC1 | 1600 | 124701 | Yallourn W Unit 1 | Coal | Brown Coal |  | YWPS1 | Scheduled | 1 |  | 350 |  | 350 |  | Announced Withdrawal |  | 2028 | 2028-07-01 | 2026-03-10 | 2026-03-24 16:17 | 345 | 335 | 320 | 345 | 335 | 320 | 345 | 0 | 0 | 0 | 0 | 0 | 0 | 0 | 0 | 0 | 0 | 0 | 0 | 0 | 0 | 0 | 0 | 0 | 0 | 0 | 0 | 0 | 0 | 0
1247 | Yallourn W |  | EnergyAustralia Yallourn Pty Ltd | EASTENGY | VIC1 | 1600 | 124702 | Yallourn W Unit 2 | Coal | Brown Coal |  | YWPS2 | Scheduled | 1 |  | 350 |  | 350 |  | Announced Withdrawal |  | 2028 | 2028-07-01 | 2026-03-10 | 2026-03-24 16:17 | 360 | 350 | 330 | 360 | 350 | 330 | 360 | 0 | 0 | 0 | 0 | 0 | 0 | 0 | 0 | 0 | 0 | 0 | 0 | 0 | 0 | 0 | 0 | 0 | 0 | 0 | 0 | 0 | 0 | 0
1247 | Yallourn W |  | EnergyAustralia Yallourn Pty Ltd | EASTENGY | VIC1 | 1600 | 124703 | Yallourn W Unit 3 | Coal | Brown Coal |  | YWPS3 | Scheduled | 1 |  | 375 |  | 375 |  | Announced Withdrawal |  | 2028 | 2028-07-01 | 2026-03-10 | 2026-03-24 16:17 | 385 | 370 | 360 | 385 | 370 | 360 | 385 | 0 | 0 | 0 | 0 | 0 | 0 | 0 | 0 | 0 | 0 | 0 | 0 | 0 | 0 | 0 | 0 | 0 | 0 | 0 | 0 | 0 | 0 | 0
1247 | Yallourn W |  | EnergyAustralia Yallourn Pty Ltd | EASTENGY | VIC1 | 1600 | 124704 | Yallourn W Unit 4 | Coal | Brown Coal |  | YWPS4 | Scheduled | 1 |  | 375 |  | 375 |  | Announced Withdrawal |  | 2028 | 2028-07-01 | 2026-03-10 | 2026-03-24 16:17 | 395 | 370 | 360 | 395 | 370 | 360 | 395 | 0 | 0 | 0 | 0 | 0 | 0 | 0 | 0 | 0 | 0 | 0 | 0 | 0 | 0 | 0 | 0 | 0 | 0 | 0 | 0 | 0 | 0 | 0
1567 | Yaloak South Wind Farm |  | Pacific Hydro Yaloak South Pty Ltd | YALSTHWF | VIC1 | 28.7 | 156701 | Yaloak South Wind Farm:Units 1-14 | Wind | Onshore |  | YSWF1 | Significant Non-scheduled | 14 |  | 2.05 |  | 28.7 |  | In Service |  | 2047 |  | 2026-03-10 | 2026-06-04 11:19 | 28.7 | 28.7 | 28.7 | 28.7 | 28.7 | 28.7 | 28.7 | 28.7 | 28.7 | 28.7 | 28.7 | 28.7 | 28.7 | 28.7 | 28.7 | 28.7 | 28.7 | 28.7 | 28.7 | 28.7 | 28.7 | 28.7 | 28.7 | 28.7 | 28.7 | 28.7 | 28.7 | 28.7 | 28.7 | 28.7 | 0 | 0 | 0 | 0 | 0 | 0 | 0 | 0 | 0 | 0 | 0 | 0 | 0 | 0 | 0 | 0 | 0 | 0 | 0 | 0
1164 | Yambuk |  | Energy Pacific Vic Pty Ltd | EPVIC1 | VIC1 | 30 | 116401 | Yambuk:1-20 | Wind | Onshore |  | YAMBUKWF | Significant Non-scheduled | 20 | 1.5 | 1.5 | 30 | 30 |  | In Service |  | 2031 |  | 2026-12-05 | 2026-06-04 11:11 | 30 | 30 | 30 | 30 | 30 | 30 | 30 | 30 | 30 | 30 | 30 | 30 | 30 | 30 | 30 | 30 | 30 | 30 | 0 | 0 | 0 | 0 | 0 | 0 | 0 | 0 | 0 | 0 | 0 | 0 | 0 | 0 | 0 | 0 | 0 | 0 | 0 | 0 | 0 | 0 | 0 | 0 | 0 | 0 | 0 | 0 | 0 | 0 | 0 | 0
2594 | Yanco BESS | N00139 | Acenergy Pty Ltd | acenergy_NR | NSW1 | 250 | 259401 | YNBS_GU1 | Battery Storage | Lithium-ion |  |  | Scheduled | 88 | 3.62 | 3.62 | 318.56 | 318.56 | 1274.24 | Anticipated | 2027-12-08 | 2048 |  | 2026-12-05 | 2026-05-27 09:59 | 0 | 0 | 0 | 0 | 250 | 212 | 250 | 250 | 212 | 250 | 250 | 212 | 250 | 250 | 212 | 250 | 250 | 212 | 250 | 250 | 212 | 250 | 250 | 212 | 250 | 250 | 212 | 250 | 250 | 212 | 0 | 0 | 0 | 848 | 1000 | 848 | 1000 | 848 | 1000 | 848 | 1000 | 848 | 1000 | 848 | 1000 | 848 | 1000 | 848 | 1000 | 848
2266 | Yanco Delta Wind Farm | N00099 | Yanco Delta Wind Farm Pty Ltd | originenergy_NR | NSW1 | 1460 | 226601 | YDWF | Wind | Onshore |  |  | Semi-scheduled | 208 | 7.2 | 7.2 | 1497.6 | 1497.6 |  | Publicly Announced | 2029-12-31 | 2058 |  | 2026-12-05 | 2026-05-18 10:49
1599 | Yarranlea Solar Farm |  | Yarranlea Solar Pty Ltd | YARRANSF | QLD1 | 103 | 159901 | YARANSF | Solar PV | Single Axis Tracking |  | YARANSF1 | Semi-scheduled | 44 | 2.75 | 2.75 | 121 | 121 |  | In Service |  | 2044 |  | 2026-03-10 | 2026-05-20 09:56 | 102.96 | 102.96 | 102.96 | 102.96 | 102.96 | 102.96 | 102.96 | 102.96 | 102.96 | 102.96 | 102.96 | 102.96 | 102.96 | 102.96 | 102.96 | 102.96 | 102.96 | 102.96 | 102.96 | 102.96 | 102.96 | 102.96 | 102.96 | 102.96 | 102.96 | 102.96 | 102.96 | 102.96 | 102.96 | 102.96
1256 | Yarrawonga |  | AGL Hydro Partnership | SOUTHHYD | VIC1 | 10 | 125601 | Yarrawonga:1-2 | Hydro | Dam |  | YWNGAHYD | Non-scheduled | 2 |  | 4.75 |  | 9.5 |  | In Service |  | 2037 |  | 2026-03-10 | 2026-03-31 15:00
1257 | Yarwun 1 |  | RTA Yarwun Pty Ltd | YARWUN | QLD1 | 180 | 125701 | Yarwun 1:1 | Gas Turbine | CCGT | Natural Gas | YARWUN_1 | Significant Non-scheduled | 1 |  | 180 |  | 180 |  | In Service |  | 2050 |  | 2026-03-10 | 2026-03-26 15:24 | 180 | 180 | 180 | 180 | 180 | 180 | 180 | 180 | 180 | 180 | 180 | 180 | 180 | 180 | 180 | 180 | 180 | 180 | 180 | 180 | 180 | 180 | 180 | 180 | 180 | 180 | 180 | 180 | 180 | 180 | 0 | 0 | 0 | 0 | 0 | 0 | 0 | 0 | 0 | 0 | 0 | 0 | 0 | 0 | 0 | 0 | 0 | 0 | 0 | 0
1423 | Yatpool Solar Farm |  | Yatpool Sun Farm Pty Ltd | baywa-re_NR | VIC1 | 81 | 142302 | YAT 2750EV | Solar PV | Single Axis Tracking |  | YATSF1 | Semi-scheduled | 16 |  | 2.75 |  | 44 |  | In Service |  | 2050 |  | 2026-03-10 | 2025-03-06 23:48 | 36 | 36 | 35.2 | 36 | 36 | 35.2 | 36 | 36 | 35.2 | 36 | 36 | 35.2 | 36 | 36 | 35.2 | 36 | 36 | 35.2 | 36 | 36 | 35.2 | 36 | 36 | 35.2 | 36 | 36 | 35.2
1423 | Yatpool Solar Farm |  | Yatpool Sun Farm Pty Ltd | baywa-re_NR | VIC1 | 81 | 142304 | YATSC2500 | Solar PV | Single Axis Tracking |  | YATSF1 | Semi-scheduled | 20 |  | 2.5 |  | 50 |  | In Service |  | 2050 |  | 2026-03-10 | 2025-03-06 23:48 | 45 | 45 | 44 | 45 | 45 | 44 | 45 | 45 | 44 | 45 | 45 | 44 | 45 | 45 | 44 | 45 | 45 | 44 | 45 | 45 | 44 | 45 | 45 | 44 | 45 | 45 | 44
1495 | Yawong Wind Farm |  | Yawong Wind Farm Pty Ltd | epic_NR | VIC1 | 7.2 | 149501 | Yawong Wind Farm:2 | Wind | Onshore |  | YAWWF1 | Non-scheduled | 2 |  | 3.6 |  | 7.2 |  | In Service |  | 2048 |  | 2026-03-10 | 2026-03-19 16:15
2784 | Yelarbon Solar Farm and BESS | Q00174 | Elgin Energy | glas-service_nr | QLD1 | 400 | 278401 | yelarbes | Battery Storage | Lithium-ion |  |  | Scheduled | 1 |  | 200 |  | 200 | 800 | Publicly Announced | 2028-07-01 | 2070 |  | 2026-03-10 | 2026-04-01 17:08
2784 | Yelarbon Solar Farm and BESS | Q00174 | Elgin Energy | glas-service_nr | QLD1 | 400 | 278402 | yelarsf | Solar PV | Single Axis Tracking |  |  | Semi-scheduled | 1 |  | 200 |  | 200 |  | Publicly Announced | 2028-07-01 | 2070 |  | 2026-03-10 | 2026-04-01 17:08
1114 | Yendon Wind Farm |  | Northleaf /InfraRed/Macquarie Capital | LALLALWF | VIC1 | 142 | 111401 | Lal Lal Wind Energy Facility - Yendon end:1-38 | Wind | Onshore |  | YENDWF1 | Semi-scheduled | 38 | 3.8 | 3.8 | 144.4 | 144.4 |  | In Service |  | 2049 |  | 2026-03-10 | 2026-05-22 10:04 | 144.4 | 127.3 | 102.6 | 144.4 | 127.3 | 102.6 | 144.4 | 127.3 | 102.6 | 144.4 | 127.3 | 102.6 | 144.4 | 127.3 | 102.6 | 144.4 | 127.3 | 102.6 | 144.4 | 127.3 | 102.6 | 144.4 | 127.3 | 102.6 | 144.4 | 127.3 | 102.6 | 144.4 | 127.3 | 102.6
2785 | Yoorndoo Ilga Solar - KCI | S00071 | Yoorndoo Ilga Solar Pty Ltd |  | SA1 | 250 | 278501 | yoorndoo | Solar PV | Fixed |  |  | Semi-scheduled | 1 |  | 250 |  | 250 |  | Publicly Announced |  |  |  | 2026-03-10 | 2024-07-03 17:29
3221 | Zero Moorabool BESS (Cordoba BESS) - KCI | V00185 | Zero E Services Australia Pty Ltd |  | VIC1 | 220 | 322101 | MBESS_GU1 | Battery Storage | Lithium-ion |  |  | Scheduled | 1 |  | 220 |  | 220 | 220 | Publicly Announced |  |  |  | 2026-03-10 | 2026-01-22 16:04